{"text_format":"3","workbook":"xls","n_sheets":27,"sheets":["B.1 工程项目招标工程量清单封面(封1)","C.1 工程项目招标工程量清单扉页(扉1)","D 工程计价总说明(表-01)","F.1.1 分部分项工程清单计价表(表-08)【1楼建筑与装~","F.1.2 单价措施项目清单计价表(表-08)【1楼建筑与装~","F.4 总价措施项目清单计价表(表-11)【1楼建筑与装饰工~","H 规费、税金项目清单计价表(表-13)【1楼建筑与装饰工程】","F.1.1 分部分项工程清单计价表(表-08)【1楼安装工程】","F.1.2 单价措施项目清单计价表(表-08)【1楼安装工程】","F.4 总价措施项目清单计价表(表-11)【1楼安装工程】","H 规费、税金项目清单计价表(表-13)【1楼安装工程】","F.1.1 分部分项工程清单计价表(表-08)【2楼建筑与装~","F.1.2 单价措施项目清单计价表(表-08)【2楼建筑与装~","F.4 总价措施项目清单计价表(表-11)【2楼建筑与装饰工~","H 规费、税金项目清单计价表(表-13)【2楼建筑与装饰工程】","F.1.1 分部分项工程清单计价表(表-08)【2楼安装工程】","F.1.2 单价措施项目清单计价表(表-08)【2楼安装工程】","F.4 总价措施项目清单计价表(表-11)【2楼安装工程】","H 规费、税金项目清单计价表(表-13)【2楼安装工程】","F.1.1 分部分项工程清单计价表(表-08)【3楼建筑与装~","F.1.2 单价措施项目清单计价表(表-08)【3楼建筑与装~","F.4 总价措施项目清单计价表(表-11)【3楼建筑与装饰工~","H 规费、税金项目清单计价表(表-13)【3楼建筑与装饰工程】","F.1.1 分部分项工程清单计价表(表-08)【3楼安装工程】","F.1.2 单价措施项目清单计价表(表-08)【3楼安装工程】","F.4 总价措施项目清单计价表(表-11)【3楼安装工程】","H 规费、税金项目清单计价表(表-13)【3楼安装工程】"],"read":"whole","date_system":"1900","formulas":"cached_only"}

{"sheet":"B.1 工程项目招标工程量清单封面(封1)","index":0,"n_rows":8,"n_cols":4,"rows_kept":8,"merged":[[0,1,0,2],[1,0,1,3],[2,0,2,1],[3,0,3,1],[4,0,4,1],[5,0,5,1],[6,0,6,3],[7,0,7,3]],"flags":["formulas_cached_only"]}
["","雅安交建集团康居建设工程质量与室内环境污染检测有限公司综合大楼装修项目","","工程"]
["招标工程量清单","","",""]
["招  标  人:",""," ",""]
["","","(单位盖章)",""]
["造价咨询人:",""," ",""]
["","","(单位盖章)",""]
[" ","","",""]
["封-1 ","","",""]

{"sheet":"C.1 工程项目招标工程量清单扉页(扉1)","index":1,"n_rows":10,"n_cols":12,"rows_kept":10,"merged":[[0,1,0,9],[0,10,0,11],[1,0,1,11],[2,0,2,1],[2,2,2,4],[2,6,2,10],[3,0,3,1],[3,2,3,4],[3,5,3,6],[3,7,3,10],[4,0,4,1],[4,2,4,4],[4,5,4,7],[4,8,4,10],[5,0,5,1],[5,2,5,4],[5,5,5,7],[5,8,5,10],[6,0,6,1],[6,2,6,4],[6,5,6,7],[6,8,6,10],[7,0,7,1],[7,2,7,3],[7,4,7,7],[7,8,7,10],[8,0,8,2],[8,4,8,8],[8,9,8,10],[9,0,9,10]],"flags":["formulas_cached_only"]}
["","雅安交建集团装饰工程","","","","","","","","","工程",""]
["招标工程量清单","","","","","","","","","","",""]
["招  标  人:",""," ","","","造价咨询人:"," ","","","",""]
["","","(单位盖章)","","","","","（单位资质专用章）","","",""]
["法定代表人 \r\n或其授权人:",""," ","","","法定代表人 \r\n或其授权人:","",""," ","",""]
["","","(签字或盖章)","","","","","","(签字或盖章)","",""]
["编　制　人:",""," ","","","复　核　人:","",""," ","",""]
["","","(造价人员签字盖专用章)","","","","","","(造价工程师签字盖专用章)","",""]
["       编 制 时 间:","",""," ","      \r\n      \r\n      \r\n     复 核 时 间:","","","",""," ",""]
[" 扉-1　","","","","","","","","","",""]

{"sheet":"D 工程计价总说明(表-01)","index":2,"n_rows":35,"n_cols":3,"rows_kept":35,"merged":[[0,0,0,2],[2,0,2,2],[3,0,3,2],[4,0,4,2],[5,0,5,2],[6,0,6,2],[7,0,7,2],[8,0,8,2],[9,0,9,2],[10,0,10,2],[11,0,11,2],[13,0,13,2],[14,0,14,2],[16,0,16,2],[17,0,17,2],[18,0,18,2],[19,0,19,2],[20,0,20,2],[21,0,21,2],[22,0,22,2],[23,0,23,2],[24,0,24,2],[25,0,25,2],[26,0,26,2],[27,0,27,2],[28,0,28,2],[29,0,29,2],[30,0,30,2],[31,0,31,2],[32,0,32,2],[34,0,34,2]],"flags":["formulas_cached_only"]}
["总 说 明","",""]
["工程名称：","雅安交建集团装饰工程","第1页 共2页 "]
["1.工程概况","",""]
["  建设规模：雅安交建集团装饰工程\r\n  工程特征：详见招标文件；\r\n  计划工期：详见招标文件；\r\n  施工现场及变化情况：详见招标文件；\r\n  自然地理条件：详见招标文件；\r\n  环境保护要求：详见招标文件。","",""]
["2.工程招标和分包范围","",""]
["2.1 详见招标文件、设计图与工程量清单。","",""]
["3.工程质量、材料、施工等的特殊要求","",""]
["1.满足施工需要以及现行国家相关验收标准。\r\n2.施工要求：符合施工规范及验收标准，满足当地政府和建设行政主管部门的有关安全文明及施工相关要求的规定。\r\n3 材料品质、规格必须符合设计要求。\r\n","",""]
["4.工程量清单编制依据","",""]
["4.1、《建设工程工程量清单计价规范》（GB50500-2013）等相关计量规范。  \r\n4.2、2015年《四川省建筑工程工程量清单计价定额》及其相关配套文件。\r\n4.3、人工费按川建价发〔2018〕8号文关于对雅安市2015年《四川省建设工程工程量清单计价定额》人工费调整的批复计取。\r\n4.4、规费依据相关规定按上限计取。\r\n4.5、川建发[2018]8号文-关于四川省住房和城乡建设厅关于印发《四川省建设工程安全文明施工费计价管理办法》的通知（按2018年7月1日以后费率计算）。\r\n4.6、销项增值税按照川建造价发〔2018〕392号中税率10%计取。\r\n4.7、材料价格按《四川省工程造价信息网》2018年8期雅安市价格计取，无信息价材料参照市场价计取，以上材料价均为不含税价。","",""]
["5.其他需说明的问题","",""]
["1、LED屏不计入此次清单\r\n","",""]
[]
[" 表-01 ","",""]
["总 说 明","",""]
["工程名称：","雅安交建集团装饰工程","第2页 共2页 "]
["2、二楼新建墙体高度3.2米\r\n3、门由业主统一采购，不计入此清单","",""]
["","",""]
["","",""]
["","",""]
["","",""]
["","",""]
["","",""]
["","",""]
["","",""]
["","",""]
["","",""]
["","",""]
["","",""]
["","",""]
["","",""]
["","",""]
["","",""]
[]
[" 表-01 ","",""]

{"sheet":"F.1.1 分部分项工程清单计价表(表-08)【1楼建筑与装~","index":3,"n_rows":130,"n_cols":13,"rows_kept":130,"merged":[[0,0,0,12],[1,0,1,1],[1,2,1,6],[1,7,1,9],[1,10,1,12],[2,0,4,0],[2,1,4,2],[2,1,4,2],[2,3,4,3],[2,4,4,4],[2,5,4,5],[2,6,4,7],[2,6,4,7],[2,8,2,12],[3,8,4,8],[3,9,4,10],[3,9,4,10],[3,11,3,12],[5,1,5,2],[5,3,5,4],[5,6,5,7],[5,9,5,10],[6,1,6,2],[6,6,6,7],[6,9,6,10],[7,1,7,2],[7,6,7,7],[7,9,7,10],[8,1,8,2],[8,6,8,7],[8,9,8,10],[9,1,9,2],[9,6,9,7],[9,9,9,10],[10,1,10,2],[10,6,10,7],[10,9,10,10],[11,1,11,2],[11,6,11,7],[11,9,11,10],[12,1,12,2],[12,3,12,4],[12,6,12,7],[12,9,12,10],[13,1,13,2],[13,6,13,7],[13,9,13,10],[14,1,14,2],[14,6,14,7],[14,9,14,10],[15,0,15,8],[15,9,15,10],[17,0,17,12],[18,0,18,12],[19,0,19,1],[19,2,19,6],[19,7,19,9],[19,10,19,12],[20,0,22,0],[20,1,22,2],[20,1,22,2],[20,3,22,3],[20,4,22,4],[20,5,22,5],[20,6,22,7],[20,6,22,7],[20,8,20,12],[21,8,22,8],[21,9,22,10],[21,9,22,10],[21,11,21,12],[23,1,23,2],[23,6,23,7],[23,9,23,10],[24,1,24,2],[24,6,24,7],[24,9,24,10],[25,1,25,2],[25,3,25,4],[25,6,25,7],[25,9,25,10],[26,1,26,2],[26,6,26,7],[26,9,26,10],[27,1,27,2],[27,6,27,7],[27,9,27,10],[28,1,28,2],[28,6,28,7],[28,9,28,10],[29,1,29,2],[29,6,29,7],[29,9,29,10],[30,0,30,8],[30,9,30,10],[32,0,32,12],[33,0,33,12],[34,0,34,1],[34,2,34,6],[34,7,34,9],[34,10,34,12],[35,0,37,0],[35,1,37,2],[35,1,37,2],[35,3,37,3],[35,4,37,4],[35,5,37,5],[35,6,37,7],[35,6,37,7],[35,8,35,12],[36,8,37,8],[36,9,37,10],[36,9,37,10],[36,11,36,12],[38,1,38,2],[38,6,38,7],[38,9,38,10],[39,1,39,2],[39,6,39,7],[39,9,39,10],[40,0,40,8],[40,9,40,10],[42,0,42,12],[43,0,43,12],[44,0,44,1],[44,2,44,6],[44,7,44,9],[44,10,44,12],[45,0,47,0],[45,1,47,2],[45,1,47,2],[45,3,47,3],[45,4,47,4],[45,5,47,5],[45,6,47,7],[45,6,47,7],[45,8,45,12],[46,8,47,8],[46,9,47,10],[46,9,47,10],[46,11,46,12],[48,1,48,2],[48,6,48,7],[48,9,48,10],[49,1,49,2],[49,6,49,7],[49,9,49,10],[50,1,50,2],[50,6,50,7],[50,9,50,10],[51,1,51,2],[51,3,51,4],[51,6,51,7],[51,9,51,10],[52,1,52,2],[52,6,52,7],[52,9,52,10],[53,0,53,8],[53,9,53,10],[55,0,55,12],[56,0,56,12],[57,0,57,1],[57,2,57,6],[57,7,57,9],[57,10,57,12],[58,0,60,0],[58,1,60,2],[58,1,60,2],[58,3,60,3],[58,4,60,4],[58,5,60,5],[58,6,60,7],[58,6,60,7],[58,8,58,12],[59,8,60,8],[59,9,60,10],[59,9,60,10],[59,11,59,12],[61,1,61,2],[61,6,61,7],[61,9,61,10],[62,1,62,2],[62,3,62,4],[62,6,62,7],[62,9,62,10],[63,1,63,2],[63,6,63,7],[63,9,63,10],[64,1,64,2],[64,6,64,7],[64,9,64,10],[65,1,65,2],[65,6,65,7],[65,9,65,10],[66,1,66,2],[66,3,66,4],[66,6,66,7],[66,9,66,10],[67,1,67,2],[67,6,67,7],[67,9,67,10],[68,1,68,2],[68,6,68,7],[68,9,68,10],[69,1,69,2],[69,6,69,7],[69,9,69,10],[70,1,70,2],[70,6,70,7],[70,9,70,10],[71,1,71,2],[71,6,71,7],[71,9,71,10],[72,1,72,2],[72,3,72,4],[72,6,72,7],[72,9,72,10],[73,0,73,8],[73,9,73,10],[75,0,75,12],[76,0,76,12],[77,0,77,1],[77,2,77,6],[77,7,77,9],[77,10,77,12],[78,0,80,0],[78,1,80,2],[78,1,80,2],[78,3,80,3],[78,4,80,4],[78,5,80,5],[78,6,80,7],[78,6,80,7],[78,8,78,12],[79,8,80,8],[79,9,80,10],[79,9,80,10],[79,11,79,12],[81,1,81,2],[81,6,81,7],[81,9,81,10],[82,1,82,2],[82,6,82,7],[82,9,82,10],[83,1,83,2],[83,6,83,7],[83,9,83,10],[84,1,84,2],[84,6,84,7],[84,9,84,10],[85,1,85,2],[85,6,85,7],[85,9,85,10],[86,1,86,2],[86,6,86,7],[86,9,86,10],[87,1,87,2],[87,6,87,7],[87,9,87,10],[88,1,88,2],[88,6,88,7],[88,9,88,10],[89,1,89,2],[89,3,89,4],[89,6,89,7],[89,9,89,10],[90,0,90,8],[90,9,90,10],[92,0,92,12],[93,0,93,12],[94,0,94,1],[94,2,94,6],[94,7,94,9],[94,10,94,12],[95,0,97,0],[95,1,97,2],[95,1,97,2],[95,3,97,3],[95,4,97,4],[95,5,97,5],[95,6,97,7],[95,6,97,7],[95,8,95,12],[96,8,97,8],[96,9,97,10],[96,9,97,10],[96,11,96,12],[98,1,98,2],[98,6,98,7],[98,9,98,10],[99,1,99,2],[99,6,99,7],[99,9,99,10],[100,1,100,2],[100,6,100,7],[100,9,100,10],[101,1,101,2],[101,6,101,7],[101,9,101,10],[102,1,102,2],[102,3,102,4],[102,6,102,7],[102,9,102,10],[103,1,103,2],[103,6,103,7],[103,9,103,10],[104,1,104,2],[104,6,104,7],[104,9,104,10],[105,1,105,2],[105,6,105,7],[105,9,105,10],[106,0,106,8],[106,9,106,10],[108,0,108,12],[109,0,109,12],[110,0,110,1],[110,2,110,6],[110,7,110,9],[110,10,110,12],[111,0,113,0],[111,1,113,2],[111,1,113,2],[111,3,113,3],[111,4,113,4],[111,5,113,5],[111,6,113,7],[111,6,113,7],[111,8,111,12],[112,8,113,8],[112,9,113,10],[112,9,113,10],[112,11,112,12],[114,1,114,2],[114,6,114,7],[114,9,114,10],[115,1,115,2],[115,3,115,4],[115,6,115,7],[115,9,115,10],[116,1,116,2],[116,6,116,7],[116,9,116,10],[117,1,117,2],[117,6,117,7],[117,9,117,10],[118,1,118,2],[118,6,118,7],[118,9,118,10],[119,1,119,2],[119,6,119,7],[119,9,119,10],[120,1,120,2],[120,6,120,7],[120,9,120,10],[121,1,121,2],[121,6,121,7],[121,9,121,10],[122,1,122,2],[122,6,122,7],[122,9,122,10],[123,1,123,2],[123,6,123,7],[123,9,123,10],[124,1,124,2],[124,6,124,7],[124,9,124,10],[125,1,125,2],[125,6,125,7],[125,9,125,10],[126,0,126,8],[126,9,126,10],[127,0,127,8],[127,9,127,10],[129,0,129,12]],"flags":["formulas_cached_only"]}
["分部分项工程清单与计价表","","","","","","","","","","","",""]
["工程名称：","","雅安交建集团装饰工程\\单项工程1【1楼建筑与装饰工程】","","","","","标段：","","","第1页 共8页","",""]
["序号"," 项目编码 ","","项目名称","项目特征描述","计量\r\n单位","工程量","","金额（元）","","","",""]
["","","","","","","","","综合单价","合价","","其中",""]
["","","","","","","","","","","","定额人工费","暂估价"]
[" "," ","","0116 拆除工程 ",""," "," ","","","","","",""]
["1","011601001001","","砖砌体拆除","1.砖砌体拆除：新建门洞\r\n2.建筑垃圾外运投标人自行考虑","m3","13.8","","","","","",""]
["2","011609002002","","原玻璃门拆除","1.原玻璃门拆除\r\n2.建筑垃圾外运投标人自行考虑","m2","54.39","","","","","",""]
["3","011610002003","","原玻璃窗拆除 ","1.原玻璃窗拆除 \r\n2.建筑垃圾外运投标人自行考虑","m2","3.15","","","","","",""]
["4","011605001004","","原厨房地面砖拆除 ","1.原玻璃窗拆除 \r\n2.建筑垃圾外运投标人自行考虑","m2","93.77","","","","","",""]
["5","011605002005","","原厨房墙面砖拆除","1.原玻璃窗拆除 \r\n2.建筑垃圾外运投标人自行考虑","m2","231.608","","","","","",""]
[" "," ","","分部小计"," "," "," ","","","","","",""]
[" "," ","","0104 砌筑工程 ",""," "," ","","","","","",""]
["6","010401005006","","轻质砖隔墙","1.墙体类型：轻质砖隔墙\r\n2.墙体厚度：150mm\r\n3.砂浆强度等级：M5混合砂浆","m3","124.983","","","","","",""]
["7","010404001007","","卫生间建渣回填","1.卫生间建渣回填","m3","4.284","","","","","",""]
["本页小计","","","","","","","","","","","",""]
[]
["表-08 ","","","","","","","","","","","",""]
["分部分项工程清单与计价表","","","","","","","","","","","",""]
["工程名称：","","雅安交建集团装饰工程\\单项工程1【1楼建筑与装饰工程】","","","","","标段：","","","第2页 共8页","",""]
["序号"," 项目编码 ","","项目名称","项目特征描述","计量\r\n单位","工程量","","金额（元）","","","",""]
["","","","","","","","","综合单价","合价","","其中",""]
["","","","","","","","","","","","定额人工费","暂估价"]
["8","010401012008","","砖砌水池","1.名称、部位：砖砌水池\r\n2.砖品种、规格、强度等级：实心砖，规格详设计图\r\n3.形状截面:见施工图\r\n4.砂浆强度等级、配合比:M5水泥砂浆、1:1.5水泥砂浆\r\n5.满足设计要求","m3","3.02","","","","","",""]
[" "," ","","分部小计"," "," "," ","","","","","",""]
[" "," ","","0105 混凝土及钢筋混凝土工程 ",""," "," ","","","","","",""]
["9","010502002009","","C20构造柱","1.柱高度：详见设计图\r\n2.柱截面尺寸：详见设计图\r\n3.混凝土强度等级：C20\r\n4.混凝土种类：商砼","m3","5.502","","","","","",""]
["10","010503004010","","C20圈梁","1.混凝土种类 ：商砼\r\n2.混凝土强度等级：C20","m3","3.537","","","","","",""]
["11","010501006011","","C30基座","1.混凝土种类 ：商砼\r\n2.混凝土强度等级 ：C30\r\n","m3","3.97","","","","","",""]
["12","010503005012","","C20过梁","1.混凝土种类 ：商砼\r\n2.混凝土强度等级：C20","m3","8.93","","","","","",""]
["本页小计","","","","","","","","","","","",""]
[]
["表-08 ","","","","","","","","","","","",""]
["分部分项工程清单与计价表","","","","","","","","","","","",""]
["工程名称：","","雅安交建集团装饰工程\\单项工程1【1楼建筑与装饰工程】","","","","","标段：","","","第3页 共8页","",""]
["序号"," 项目编码 ","","项目名称","项目特征描述","计量\r\n单位","工程量","","金额（元）","","","",""]
["","","","","","","","","综合单价","合价","","其中",""]
["","","","","","","","","","","","定额人工费","暂估价"]
["13","010515001013","","现浇构件钢筋 HPB300级钢筋 直径≤Φ10","1.钢筋种类、规格：HPB300级钢筋 直径≤Φ10\r\n2.钢筋连接：搭接、焊接、机械连接由投标人综合考虑，进入本项综合单价之中，不再单独计量计价\r\n3.弧形构件钢筋由投标人综合考虑，进入本项综合单价之中，不再单独计量计价\r\n4.其他:满足设计及施工验收规范","t","0.21","","","","","",""]
["14","010515001014","","现浇构件钢筋 HRB400级钢筋 直径φ12～φ16","1.钢筋种类、规格：HRB400级钢筋 直径φ12～φ16\r\n2.钢筋连接：搭接、焊接、机械连接由投标人综合考虑，进入本项综合单价之中，不再单独计量计价\r\n3.弧形构件钢筋由投标人综合考虑，进入本项综合单价之中，不再单独计量计价\r\n4.其他:满足设计及施工验收规范","t","0.955","","","","","",""]
["本页小计","","","","","","","","","","","",""]
[]
["表-08 ","","","","","","","","","","","",""]
["分部分项工程清单与计价表","","","","","","","","","","","",""]
["工程名称：","","雅安交建集团装饰工程\\单项工程1【1楼建筑与装饰工程】","","","","","标段：","","","第4页 共8页","",""]
["序号"," 项目编码 ","","项目名称","项目特征描述","计量\r\n单位","工程量","","金额（元）","","","",""]
["","","","","","","","","综合单价","合价","","其中",""]
["","","","","","","","","","","","定额人工费","暂估价"]
["15","010515001015","","砌体拉结筋","1.钢筋种类、规格：HPB300级钢筋 直径≤Φ10\r\n2.钢筋连接：搭接、焊接、机械连接由投标人综合考虑，进入本项综合单价之中，不再单独计量计价\r\n3.弧形构件钢筋由投标人综合考虑，进入本项综合单价之中，不再单独计量计价\r\n4.其他:满足设计及施工验收规范","t","0.087","","","","","",""]
["16","010512001016","","砖夹操作台","1.砖夹操作台\r\n2.底部建渣抬高100mm\r\n3.安装高度 ：800mm\r\n4.支架：实心砖\r\n5.面板：50mm厚预制混凝土板\r\n6.面砖饰面（另列）\r\n7.具体做法详见设计图纸","m3","1.348","","","","","",""]
[" "," ","","分部小计"," "," "," ","","","","","",""]
[" "," ","","0108 门窗工程 ",""," "," ","","","","","",""]
["17","010807001017","","推拉玻璃窗","1.窗代号及洞口尺寸 ：详见设计图纸\r\n2.框、扇材质 ：金属边框同原建筑\r\n3.10mm钢化清玻推拉玻璃窗","m2","103.46","","","","","",""]
["本页小计","","","","","","","","","","","",""]
[]
["表-08 ","","","","","","","","","","","",""]
["分部分项工程清单与计价表","","","","","","","","","","","",""]
["工程名称：","","雅安交建集团装饰工程\\单项工程1【1楼建筑与装饰工程】","","","","","标段：","","","第5页 共8页","",""]
["序号"," 项目编码 ","","项目名称","项目特征描述","计量\r\n单位","工程量","","金额（元）","","","",""]
["","","","","","","","","综合单价","合价","","其中",""]
["","","","","","","","","","","","定额人工费","暂估价"]
[" "," ","","分部小计"," "," "," ","","","","","",""]
[" "," ","","0109 屋面及防水工程 ",""," "," ","","","","","",""]
["18","010903001018","","墙面卷材防水（卫生间）","1.卷材品种、规格、厚度 ：1.55mm厚聚乙烯丙纶卷材\r\n2.防水高度：900mm","m2","19.161","","","","","",""]
["19","010904001019","","地面卷材防水（卫生间）","1.卷材品种、规格、厚度 ：1.55mm厚聚乙烯丙纶卷材\r\n\r\n","m2","14.15","","","","","",""]
[" "," ","","分部小计"," "," "," ","","","","","",""]
[" "," ","","0111 楼地面装饰工程 ",""," "," ","","","","","",""]
["20","011101006020","","地面砂浆找平层","1.水泥砂浆找平3-5cm，若超出5cm需做2次找平处理，表面纯水泥浆光面1遍","m2","290.96","","","","","",""]
["21","011102003021","","地砖楼地面600*600","1.找平层厚度、砂浆配合比 ：水泥砂浆1：2\r\n2.地砖楼地面600*600(甲供)","m2","199.81","","","","","",""]
["22","011102003022","","防滑地砖300*300（卫生间）","1.找平层厚度、砂浆配合比 ：水泥砂浆1：2\r\n2.防滑地砖300*300(甲供)","m2","20.86","","","","","",""]
["23","011105005023","","木质踢脚线","1.踢脚线高度 ：80mm\r\n2.木质踢脚线\r\n","m2","0.446","","","","","",""]
[" "," ","","分部小计"," "," "," ","","","","","",""]
[" "," ","","0112 墙、柱面装饰与隔断、幕墙工程 ",""," "," ","","","","","",""]
["本页小计","","","","","","","","","","","",""]
[]
["表-08 ","","","","","","","","","","","",""]
["分部分项工程清单与计价表","","","","","","","","","","","",""]
["工程名称：","","雅安交建集团装饰工程\\单项工程1【1楼建筑与装饰工程】","","","","","标段：","","","第6页 共8页","",""]
["序号"," 项目编码 ","","项目名称","项目特征描述","计量\r\n单位","工程量","","金额（元）","","","",""]
["","","","","","","","","综合单价","合价","","其中",""]
["","","","","","","","","","","","定额人工费","暂估价"]
["24","011204003024","","白色墙面砖（工作台上方）","1.墙体类型 ：综合\r\n2.白色墙面砖(甲供)","m2","57.792","","","","","",""]
["25","011204003025","","墙砖300*450（卫生间）","1.墙体类型：综合\r\n2.面层材料品种、规格、品牌、颜色：墙砖300mm×450mm(甲供)\r\n","m2","41.29","","","","","",""]
["26","011204003026","","面砖饰面600*600（操作台）","1.墙体类型 ：综合\r\n2.面层材料品种、规格、颜色 ：面砖饰面600*600(甲供)\r\n","m2","76.489","","","","","",""]
["27","011204003027","","墙面砖（大厅）","1.墙体类型 ：综合\r\n2.面层材料品种、规格、颜色 ：面砖(甲供)","m2","25.93","","","","","",""]
["28","011204001028","","白色大理石石材墙面","1.墙体类型 ：综合\r\n2.白色大理石石材\r\n","m2","4.463","","","","","",""]
["29","011210005029","","卫生间成品隔断","1.隔断材料品种、规格、颜色 ：详设计图纸\r\n2.成品隔断\r\n3.具体做法详见设计图纸\r\n","m2","16.002","","","","","",""]
["30","011210003030","","10mm厚钢化玻璃","1.边框材料种类、规格 ：详设计\r\n2.玻璃品种、规格、颜色 ：10mm厚钢化玻璃\r\n\r\n","m2","7.65","","","","","",""]
[" "," ","","分部小计"," "," "," ","","","","","",""]
[" "," ","","0113 天棚工程 ",""," "," ","","","","","",""]
["本页小计","","","","","","","","","","","",""]
[]
["表-08 ","","","","","","","","","","","",""]
["分部分项工程清单与计价表","","","","","","","","","","","",""]
["工程名称：","","雅安交建集团装饰工程\\单项工程1【1楼建筑与装饰工程】","","","","","标段：","","","第7页 共8页","",""]
["序号"," 项目编码 ","","项目名称","项目特征描述","计量\r\n单位","工程量","","金额（元）","","","",""]
["","","","","","","","","综合单价","合价","","其中",""]
["","","","","","","","","","","","定额人工费","暂估价"]
["31","011302001031","","硅钙板吊顶600*600","1.硅钙板吊顶600*600\r\n2.吊顶部位详见设计图\r\n3.其余详见设计说明","m2","514.27","","","","","",""]
["32","011302001032","","铝合金吊顶300*300","1.铝合金吊顶\r\n2.吊顶部位详见设计图\r\n3.其余详见设计说明","m2","20.86","","","","","",""]
["33","011302001033","","纸面石膏板吊顶","1.纸面石膏板吊顶\r\n2.吊顶部位详见设计图\r\n3.其余详见设计说明","m2","144.09","","","","","",""]
[" "," ","","分部小计"," "," "," ","","","","","",""]
[" "," ","","0114 油漆、涂料、裱糊工程 ",""," "," ","","","","","",""]
["34","011406001034","","乳胶漆","1.基层类型：墙面一般抹灰面\r\n2.腻子种类：环保腻子膏(甲供)\r\n3.刮腻子要求：清理基层，修补，砂纸打磨；2遍刮腻子\r\n4.油漆品种、刷漆遍数：白色乳胶漆一底一面\r\n","m2","1615.096","","","","","",""]
["35","011406001035","","环氧树脂地坪漆","1.基层类型 ：水泥砂浆找平3-5cm，若超出5cm需做2次找平处理，表面纯水泥浆光面1遍（另列）\r\n2.环氧树脂漆(甲供)2-3遍","m2","290.96","","","","","",""]
["36","011408001036","","墙纸","1.墙纸(甲供)\r\n","m2","252.474","","","","","",""]
["本页小计","","","","","","","","","","","",""]
[]
["表-08 ","","","","","","","","","","","",""]
["分部分项工程清单与计价表","","","","","","","","","","","",""]
["工程名称：","","雅安交建集团装饰工程\\单项工程1【1楼建筑与装饰工程】","","","","","标段：","","","第8页 共8页","",""]
["序号"," 项目编码 ","","项目名称","项目特征描述","计量\r\n单位","工程量","","金额（元）","","","",""]
["","","","","","","","","综合单价","合价","","其中",""]
["","","","","","","","","","","","定额人工费","暂估价"]
[" "," ","","分部小计"," "," "," ","","","","","",""]
[" "," ","","0115 其他装饰工程 ",""," "," ","","","","","",""]
["37","011502001037","","拉丝不锈钢边条","1.基层类型：综合\r\n2.线条材料品种、规格、颜色：拉丝不锈钢边条","m","47.21","","","","","",""]
["38","011502001038","","古铜色不锈钢条","1.基层类型 ：综合\r\n2.线条材料品种、规格、颜色 ：古铜色不锈钢条\r\n3.满足设计要求","m","60.6","","","","","",""]
["39","011505001039","","黑金沙花岗石洗面台","1.20mm厚黑金沙花岗石洗面台","m2","2.65","","","","","",""]
["40","011501003040","","大厅深色木饰面柜","1.台柜规格：详见设计图\r\n2.材料种类、规格：深色木饰面板\r\n3.石膏板乳胶漆封闭\r\n4.字体部份贴亚克力板材\r\n4.具体做法详见设计图纸","个","1","","","","","",""]
[" "," ","","分部小计"," "," "," ","","","","","",""]
["","","","","","","","","","","","",""]
["","","","","","","","","","","","",""]
["","","","","","","","","","","","",""]
["","","","","","","","","","","","",""]
["","","","","","","","","","","","",""]
["本页小计","","","","","","","","","","","",""]
["合    计","","","","","","","","","","","",""]
[]
["表-08 ","","","","","","","","","","","",""]

{"sheet":"F.1.2 单价措施项目清单计价表(表-08)【1楼建筑与装~","index":4,"n_rows":115,"n_cols":13,"rows_kept":115,"merged":[[0,0,0,12],[1,0,1,1],[1,2,1,6],[1,7,1,9],[1,10,1,12],[2,0,4,0],[2,1,4,2],[2,1,4,2],[2,3,4,3],[2,4,4,4],[2,5,4,5],[2,6,4,7],[2,6,4,7],[2,8,2,12],[3,8,4,8],[3,9,4,10],[3,9,4,10],[3,11,3,12],[5,1,5,2],[5,6,5,7],[5,9,5,10],[6,1,6,2],[6,6,6,7],[6,9,6,10],[7,1,7,2],[7,6,7,7],[7,9,7,10],[8,1,8,2],[8,6,8,7],[8,9,8,10],[9,1,9,2],[9,6,9,7],[9,9,9,10],[10,1,10,2],[10,6,10,7],[10,9,10,10],[11,1,11,2],[11,6,11,7],[11,9,11,10],[12,1,12,2],[12,6,12,7],[12,9,12,10],[13,1,13,2],[13,6,13,7],[13,9,13,10],[14,1,14,2],[14,6,14,7],[14,9,14,10],[15,1,15,2],[15,6,15,7],[15,9,15,10],[16,1,16,2],[16,6,16,7],[16,9,16,10],[17,1,17,2],[17,6,17,7],[17,9,17,10],[18,0,18,8],[18,9,18,10],[20,0,20,12],[21,0,21,12],[22,0,22,1],[22,2,22,6],[22,7,22,9],[22,10,22,12],[23,0,25,0],[23,1,25,2],[23,1,25,2],[23,3,25,3],[23,4,25,4],[23,5,25,5],[23,6,25,7],[23,6,25,7],[23,8,23,12],[24,8,25,8],[24,9,25,10],[24,9,25,10],[24,11,24,12],[26,1,26,2],[26,6,26,7],[26,9,26,10],[27,1,27,2],[27,6,27,7],[27,9,27,10],[28,1,28,2],[28,6,28,7],[28,9,28,10],[29,1,29,2],[29,6,29,7],[29,9,29,10],[30,1,30,2],[30,6,30,7],[30,9,30,10],[31,1,31,2],[31,6,31,7],[31,9,31,10],[32,1,32,2],[32,6,32,7],[32,9,32,10],[33,1,33,2],[33,6,33,7],[33,9,33,10],[34,1,34,2],[34,6,34,7],[34,9,34,10],[35,1,35,2],[35,6,35,7],[35,9,35,10],[36,1,36,2],[36,6,36,7],[36,9,36,10],[37,1,37,2],[37,6,37,7],[37,9,37,10],[38,1,38,2],[38,6,38,7],[38,9,38,10],[39,1,39,2],[39,6,39,7],[39,9,39,10],[40,1,40,2],[40,6,40,7],[40,9,40,10],[41,1,41,2],[41,6,41,7],[41,9,41,10],[42,0,42,8],[42,9,42,10],[44,0,44,12],[45,0,45,12],[46,0,46,1],[46,2,46,6],[46,7,46,9],[46,10,46,12],[47,0,49,0],[47,1,49,2],[47,1,49,2],[47,3,49,3],[47,4,49,4],[47,5,49,5],[47,6,49,7],[47,6,49,7],[47,8,47,12],[48,8,49,8],[48,9,49,10],[48,9,49,10],[48,11,48,12],[50,1,50,2],[50,6,50,7],[50,9,50,10],[51,1,51,2],[51,6,51,7],[51,9,51,10],[52,1,52,2],[52,6,52,7],[52,9,52,10],[53,1,53,2],[53,6,53,7],[53,9,53,10],[54,1,54,2],[54,6,54,7],[54,9,54,10],[55,1,55,2],[55,6,55,7],[55,9,55,10],[56,1,56,2],[56,6,56,7],[56,9,56,10],[57,1,57,2],[57,6,57,7],[57,9,57,10],[58,1,58,2],[58,6,58,7],[58,9,58,10],[59,1,59,2],[59,6,59,7],[59,9,59,10],[60,1,60,2],[60,6,60,7],[60,9,60,10],[61,1,61,2],[61,6,61,7],[61,9,61,10],[62,1,62,2],[62,6,62,7],[62,9,62,10],[63,1,63,2],[63,6,63,7],[63,9,63,10],[64,1,64,2],[64,6,64,7],[64,9,64,10],[65,1,65,2],[65,6,65,7],[65,9,65,10],[66,0,66,8],[66,9,66,10],[68,0,68,12],[69,0,69,12],[70,0,70,1],[70,2,70,6],[70,7,70,9],[70,10,70,12],[71,0,73,0],[71,1,73,2],[71,1,73,2],[71,3,73,3],[71,4,73,4],[71,5,73,5],[71,6,73,7],[71,6,73,7],[71,8,71,12],[72,8,73,8],[72,9,73,10],[72,9,73,10],[72,11,72,12],[74,1,74,2],[74,6,74,7],[74,9,74,10],[75,1,75,2],[75,6,75,7],[75,9,75,10],[76,1,76,2],[76,6,76,7],[76,9,76,10],[77,1,77,2],[77,6,77,7],[77,9,77,10],[78,1,78,2],[78,6,78,7],[78,9,78,10],[79,1,79,2],[79,6,79,7],[79,9,79,10],[80,1,80,2],[80,6,80,7],[80,9,80,10],[81,1,81,2],[81,6,81,7],[81,9,81,10],[82,1,82,2],[82,6,82,7],[82,9,82,10],[83,1,83,2],[83,6,83,7],[83,9,83,10],[84,0,84,8],[84,9,84,10],[86,0,86,12],[87,0,87,12],[88,0,88,1],[88,2,88,6],[88,7,88,9],[88,10,88,12],[89,0,91,0],[89,1,91,2],[89,1,91,2],[89,3,91,3],[89,4,91,4],[89,5,91,5],[89,6,91,7],[89,6,91,7],[89,8,89,12],[90,8,91,8],[90,9,91,10],[90,9,91,10],[90,11,90,12],[92,1,92,2],[92,6,92,7],[92,9,92,10],[93,1,93,2],[93,6,93,7],[93,9,93,10],[94,1,94,2],[94,6,94,7],[94,9,94,10],[95,1,95,2],[95,6,95,7],[95,9,95,10],[96,1,96,2],[96,6,96,7],[96,9,96,10],[97,1,97,2],[97,6,97,7],[97,9,97,10],[98,1,98,2],[98,6,98,7],[98,9,98,10],[99,1,99,2],[99,6,99,7],[99,9,99,10],[100,1,100,2],[100,6,100,7],[100,9,100,10],[101,1,101,2],[101,6,101,7],[101,9,101,10],[102,1,102,2],[102,6,102,7],[102,9,102,10],[103,1,103,2],[103,6,103,7],[103,9,103,10],[104,1,104,2],[104,6,104,7],[104,9,104,10],[105,1,105,2],[105,6,105,7],[105,9,105,10],[106,1,106,2],[106,6,106,7],[106,9,106,10],[107,1,107,2],[107,6,107,7],[107,9,107,10],[108,1,108,2],[108,6,108,7],[108,9,108,10],[109,1,109,2],[109,6,109,7],[109,9,109,10],[110,1,110,2],[110,6,110,7],[110,9,110,10],[111,0,111,8],[111,9,111,10],[112,0,112,8],[112,9,112,10],[114,0,114,12]],"flags":["formulas_cached_only"]}
["单价措施项目清单与计价表","","","","","","","","","","","",""]
["工程名称：","","雅安交建集团装饰工程\\单项工程1【1楼建筑与装饰工程】","","","","","标段：","","","第1页共5页","",""]
["序号"," 项目编码 ","","项目名称","项目特征描述","计量\r\n单位","工程量","","金额（元）","","","",""]
["","","","","","","","","综合单价","合价","","其中",""]
["","","","","","","","","","","","定额人工费","暂估价"]
[" "," ","","脚手架工程"," "," "," ","","","","","",""]
["1","011701001001","","综合脚手架"," ","m2"," ","","","","","",""]
["2","011701002001","","外脚手架","1．搭设方式 \r\n2．搭设高度 \r\n3．脚手架材质","m2"," ","","","","","",""]
["3","011701003001","","里脚手架","1．搭设方式 \r\n2．搭设高度 \r\n3．脚手架材质","m2"," ","","","","","",""]
["4","011701004001","","悬空脚手架","1．搭设方式 \r\n2．悬挑宽度 \r\n3．脚手架材质","m2"," ","","","","","",""]
["5","011701005001","","挑脚手架","1．搭设方式 \r\n2．悬挑宽度 \r\n3．脚手架材质","m"," ","","","","","",""]
["6","011701006001","","装饰脚手架","1．装饰脚手架","m2","286.89","","","","","",""]
["7","011701007001","","整体提升架","1．搭设方式及启动装置 \r\n2. 搭设高度","m2"," ","","","","","",""]
["8","011701008001","","外装饰吊篮","1．升降方式及启动装置 \r\n2. 搭设高度及吊篮型号","m2"," ","","","","","",""]
[" "," ","","小计"," "," "," ","","","","","",""]
[" "," ","","混凝土模板及支架（撑 ）"," "," "," ","","","","","",""]
["9","011702001001","","基础","基础类型","m2"," ","","","","","",""]
["10","011702002001","","矩形柱","基础类型","m2"," ","","","","","",""]
["本页小计","","","","","","","","","","","",""]
[]
["表-08 ","","","","","","","","","","","",""]
["单价措施项目清单与计价表","","","","","","","","","","","",""]
["工程名称：","","雅安交建集团装饰工程\\单项工程1【1楼建筑与装饰工程】","","","","","标段：","","","第2页共5页","",""]
["序号"," 项目编码 ","","项目名称","项目特征描述","计量\r\n单位","工程量","","金额（元）","","","",""]
["","","","","","","","","综合单价","合价","","其中",""]
["","","","","","","","","","","","定额人工费","暂估价"]
["11","011702003001","","构造柱","基础类型","m2"," ","","","","","",""]
["12","011702004001","","异形柱","柱截面形状","m2"," ","","","","","",""]
["13","011702005001","","基础梁","梁截面形状","m2"," ","","","","","",""]
["14","011702006001","","矩形梁","支撑高度","m2"," ","","","","","",""]
["15","011702007001","","异形梁","1.梁截面形状 \r\n2.支撑高度","m2"," ","","","","","",""]
["16","011702008001","","圈梁","1.梁截面形状 \r\n2.支撑高度","m2"," ","","","","","",""]
["17","011702009001","","过梁","1.梁截面形状 \r\n2.支撑高度","m2"," ","","","","","",""]
["18","011702010001","","弧形、拱形梁","1.梁截面形状 \r\n2.支撑高度","m2"," ","","","","","",""]
["19","011702011001","","直形墙","1.梁截面形状 \r\n2.支撑高度","m2"," ","","","","","",""]
["20","011702012001","","弧形墙","1.梁截面形状 \r\n2.支撑高度","m2"," ","","","","","",""]
["21","011702013001","","短肢剪力墙、电梯井壁","1.梁截面形状 \r\n2.支撑高度","m2"," ","","","","","",""]
["22","011702014001","","有梁板","支撑高度","m2"," ","","","","","",""]
["23","011702015001","","无梁板","支撑高度","m2"," ","","","","","",""]
["24","011702016001","","平板","支撑高度","m2"," ","","","","","",""]
["25","011702017001","","拱板","支撑高度","m2"," ","","","","","",""]
["26","011702018001","","薄壳板","支撑高度","m2"," ","","","","","",""]
["本页小计","","","","","","","","","","","",""]
[]
["表-08 ","","","","","","","","","","","",""]
["单价措施项目清单与计价表","","","","","","","","","","","",""]
["工程名称：","","雅安交建集团装饰工程\\单项工程1【1楼建筑与装饰工程】","","","","","标段：","","","第3页共5页","",""]
["序号"," 项目编码 ","","项目名称","项目特征描述","计量\r\n单位","工程量","","金额（元）","","","",""]
["","","","","","","","","综合单价","合价","","其中",""]
["","","","","","","","","","","","定额人工费","暂估价"]
["27","011702019001","","空心板","支撑高度","m2"," ","","","","","",""]
["28","011702020001","","其它板","支撑高度","m2"," ","","","","","",""]
["29","011702021001","","栏板","支撑高度","m2"," ","","","","","",""]
["30","011702022001","","天沟、檐沟","构件类型","m2"," ","","","","","",""]
["31","011702023001","","雨篷、悬挑板、阳台板","1.构件类型 \r\n2.板厚度","m2"," ","","","","","",""]
["32","011702024001","","楼梯","类型","m2"," ","","","","","",""]
["33","011702025001","","其它现浇构件","构件类型","m2"," ","","","","","",""]
["34","011702026001","","电缆沟、地沟","1.沟类型 \r\n2.沟截面","m2"," ","","","","","",""]
["35","011702027001","","台阶","台阶踏步宽","m2"," ","","","","","",""]
["36","011702028001","","扶手","扶手断面尺寸","m2"," ","","","","","",""]
["37","011702029001","","散水","扶手断面尺寸","m2"," ","","","","","",""]
["38","011702030001","","后浇带","后浇带部位","m2"," ","","","","","",""]
["39","011702031001","","化粪池","1.化粪池部位 \r\n2.化粪池规格","m2"," ","","","","","",""]
["40","011702032001","","检查井","1.检查井部位 \r\n2.检查井规格","m2"," ","","","","","",""]
[" "," ","","小计"," "," "," ","","","","","",""]
[" "," ","","垂直运输"," "," "," ","","","","","",""]
["本页小计","","","","","","","","","","","",""]
[]
["表-08 ","","","","","","","","","","","",""]
["单价措施项目清单与计价表","","","","","","","","","","","",""]
["工程名称：","","雅安交建集团装饰工程\\单项工程1【1楼建筑与装饰工程】","","","","","标段：","","","第4页共5页","",""]
["序号"," 项目编码 ","","项目名称","项目特征描述","计量\r\n单位","工程量","","金额（元）","","","",""]
["","","","","","","","","综合单价","合价","","其中",""]
["","","","","","","","","","","","定额人工费","暂估价"]
["41","011703001001","","垂直运输","1. 建筑物建筑类型及结构形式 \r\n2. 地下室建筑面积 \r\n3. 建筑物檐口高度、层数","m2|天"," ","","","","","",""]
[" "," ","","小计"," "," "," ","","","","","",""]
[" "," ","","超高施工增加"," "," "," ","","","","","",""]
["42","011704001001","","超高施工增加","1. 建筑物建筑类型及结构形式 \r\n2. 建筑物檐口高度、层数 \r\n3.单层建筑物檐口高度超过20m，多层建筑物超过6层部分的建筑面积","m2"," ","","","","","",""]
[" "," ","","小计"," "," "," ","","","","","",""]
[" "," ","","大型机械设备进出场及安拆"," "," "," ","","","","","",""]
["43","011705001001","","大型机械设备进出场及安拆","1.机械设备名称 \r\n2.机械设备规格型号","台次"," ","","","","","",""]
[" "," ","","小计"," "," "," ","","","","","",""]
[" "," ","","施工排水、降水"," "," "," ","","","","","",""]
["44","011706001001","","成井","1.成井方式 \r\n2.地层情况 \r\n3.成井直径 \r\n4.井（滤）管类型、直径","m"," ","","","","","",""]
["本页小计","","","","","","","","","","","",""]
[]
["表-08 ","","","","","","","","","","","",""]
["单价措施项目清单与计价表","","","","","","","","","","","",""]
["工程名称：","","雅安交建集团装饰工程\\单项工程1【1楼建筑与装饰工程】","","","","","标段：","","","第5页共5页","",""]
["序号"," 项目编码 ","","项目名称","项目特征描述","计量\r\n单位","工程量","","金额（元）","","","",""]
["","","","","","","","","综合单价","合价","","其中",""]
["","","","","","","","","","","","定额人工费","暂估价"]
["45","011706002001","","排水、降水","1.机械规格型号 \r\n2.降排水管规格","昼夜"," ","","","","","",""]
[" "," ","","小计"," "," "," ","","","","","",""]
["","","","","","","","","","","","",""]
["","","","","","","","","","","","",""]
["","","","","","","","","","","","",""]
["","","","","","","","","","","","",""]
["","","","","","","","","","","","",""]
["","","","","","","","","","","","",""]
["","","","","","","","","","","","",""]
["","","","","","","","","","","","",""]
["","","","","","","","","","","","",""]
["","","","","","","","","","","","",""]
["","","","","","","","","","","","",""]
["","","","","","","","","","","","",""]
["","","","","","","","","","","","",""]
["","","","","","","","","","","","",""]
["","","","","","","","","","","","",""]
["","","","","","","","","","","","",""]
["","","","","","","","","","","","",""]
["本页小计","","","","","","","","","","","",""]
["合    计","","","","","","","","","","","",""]
[]
["表-08 ","","","","","","","","","","","",""]

{"sheet":"F.4 总价措施项目清单计价表(表-11)【1楼建筑与装饰工~","index":5,"n_rows":41,"n_cols":9,"rows_kept":41,"merged":[[0,0,0,8],[1,1,1,3],[1,4,1,6],[1,7,1,8],[15,0,15,8],[16,0,16,8],[17,0,17,8],[18,1,18,3],[18,4,18,6],[18,7,18,8],[37,0,37,4],[39,0,39,8],[40,0,40,8]],"flags":["formulas_cached_only"]}
["总价措施项目清单计价表","","","","","","","",""]
["工程名称：","雅安交建集团装饰工程\\单项工程1【1楼建筑与装饰工程】","","","标段：","","","第1页 共2页",""]
["序号"," 项目编码","项目名称","计算基础","费率\r\n（%）","金额\r\n（元）","调整费率\r\n(%)","调整后\r\n金额(元)","备注"]
["1","011707001001","安全文明施工"," "," ","","",""," "]
["1.1","①","环境保护","分部分项工程量清单项目定额人工费+单价措施项目定额人工费","0.52","","",""," "]
["1.2","②","文明施工","分部分项工程量清单项目定额人工费+单价措施项目定额人工费","2.74","","",""," "]
["1.3","③","安全施工","分部分项工程量清单项目定额人工费+单价措施项目定额人工费","4.72","","",""," "]
["1.4","④","临时设施","分部分项工程量清单项目定额人工费+单价措施项目定额人工费","7.52","","",""," "]
["2","011707002001","夜间施工"," "," ","","",""," "]
["3","011707003001","非夜间施工照明"," "," ","","",""," "]
["4","011707004001","二次搬运"," "," ","","",""," "]
["5","011707005001","冬雨季施工"," "," ","","",""," "]
["6","011707006001","地上、地下设施、建筑物的临时保护设施"," "," ","","",""," "]
["7","011707007001","已完工程及设备保护"," "," ","","",""," "]
[]
["注：按施工方案计算的措施费，若无“计算基础”和“费率”的数值，也可只填“金额”数值，但应在备注栏说明施工方案出处或计算方法。用于投标报价时，“调整费率”及“调整后的金额”无需填写。 ","","","","","","","",""]
["表-11","","","","","","","",""]
["总价措施项目清单计价表","","","","","","","",""]
["工程名称：","雅安交建集团装饰工程\\单项工程1【1楼建筑与装饰工程】","","","标段：","","","第2页 共2页",""]
["序号"," 项目编码","项目名称","计算基础","费率\r\n（%）","金额\r\n（元）","调整费率\r\n(%)","调整后\r\n金额(元)","备注"]
["8","011707008001","工程定位复测费"," "," ","","",""," "]
["","","","","","","","",""]
["","","","","","","","",""]
["","","","","","","","",""]
["","","","","","","","",""]
["","","","","","","","",""]
["","","","","","","","",""]
["","","","","","","","",""]
["","","","","","","","",""]
["","","","","","","","",""]
["","","","","","","","",""]
["","","","","","","","",""]
["","","","","","","","",""]
["","","","","","","","",""]
["","","","","","","","",""]
["","","","","","","","",""]
["","","","","","","","",""]
["合计","","","","","","","",""]
[]
["注：按施工方案计算的措施费，若无“计算基础”和“费率”的数值，也可只填“金额”数值，但应在备注栏说明施工方案出处或计算方法。用于投标报价时，“调整费率”及“调整后的金额”无需填写。 ","","","","","","","",""]
["表-11","","","","","","","",""]

{"sheet":"H 规费、税金项目清单计价表(表-13)【1楼建筑与装饰工程】","index":6,"n_rows":19,"n_cols":6,"rows_kept":19,"merged":[[0,0,0,5],[1,1,1,2],[1,3,1,4],[16,0,16,3],[18,0,18,5]],"flags":["formulas_cached_only"]}
["规费、税金项目计价表","","","","",""]
["工程名称：","雅安交建集团装饰工程\\单项工程1【1楼建筑与装饰工程】","","标段：","","第1页 共1页"]
["序号","项目名称","计算基础","计算基数","计算费率（%）","   金额(元)"]
["1","规费","分部分项清单定额人工费+单价措施项目清单定额人工费","","",""]
["1.1","社会保险费","分部分项清单定额人工费+单价措施项目清单定额人工费","","",""]
["(1)","养老保险费","分部分项清单定额人工费+单价措施项目清单定额人工费","","",""]
["(2)","失业保险费","分部分项清单定额人工费+单价措施项目清单定额人工费","","",""]
["(3)","医疗保险费","分部分项清单定额人工费+单价措施项目清单定额人工费","","",""]
["(4)","工伤保险费","分部分项清单定额人工费+单价措施项目清单定额人工费","","",""]
["(5)","生育保险费","分部分项清单定额人工费+单价措施项目清单定额人工费","","",""]
["1.2","住房公积金","分部分项清单定额人工费+单价措施项目清单定额人工费","","",""]
["1.3","工程排污费","按工程所在地环境保护部门收取标准，按实计入","","",""]
["2","销项增值税额","分部分项工程费+措施项目费+其他项目费+规费+创优质工程奖补偿奖励费-按规定不计税的工程设备金额-除税甲供材料（设备）设备费","","",""]
["","","","","",""]
["","","","","",""]
["","","","","",""]
["合  计","","","","",""]
[]
["表-13 ","","","","",""]

{"sheet":"F.1.1 分部分项工程清单计价表(表-08)【1楼安装工程】","index":7,"n_rows":147,"n_cols":13,"rows_kept":147,"merged":[[0,0,0,12],[1,0,1,1],[1,2,1,6],[1,7,1,9],[1,10,1,12],[2,0,4,0],[2,1,4,2],[2,1,4,2],[2,3,4,3],[2,4,4,4],[2,5,4,5],[2,6,4,7],[2,6,4,7],[2,8,2,12],[3,8,4,8],[3,9,4,10],[3,9,4,10],[3,11,3,12],[5,1,5,2],[5,3,5,4],[5,6,5,7],[5,9,5,10],[6,1,6,2],[6,3,6,4],[6,6,6,7],[6,9,6,10],[7,1,7,2],[7,6,7,7],[7,9,7,10],[8,1,8,2],[8,6,8,7],[8,9,8,10],[9,1,9,2],[9,6,9,7],[9,9,9,10],[10,1,10,2],[10,6,10,7],[10,9,10,10],[11,1,11,2],[11,6,11,7],[11,9,11,10],[12,0,12,8],[12,9,12,10],[14,0,14,12],[15,0,15,12],[16,0,16,1],[16,2,16,6],[16,7,16,9],[16,10,16,12],[17,0,19,0],[17,1,19,2],[17,1,19,2],[17,3,19,3],[17,4,19,4],[17,5,19,5],[17,6,19,7],[17,6,19,7],[17,8,17,12],[18,8,19,8],[18,9,19,10],[18,9,19,10],[18,11,18,12],[20,1,20,2],[20,6,20,7],[20,9,20,10],[21,1,21,2],[21,6,21,7],[21,9,21,10],[22,1,22,2],[22,6,22,7],[22,9,22,10],[23,1,23,2],[23,6,23,7],[23,9,23,10],[24,1,24,2],[24,6,24,7],[24,9,24,10],[25,0,25,8],[25,9,25,10],[27,0,27,12],[28,0,28,12],[29,0,29,1],[29,2,29,6],[29,7,29,9],[29,10,29,12],[30,0,32,0],[30,1,32,2],[30,1,32,2],[30,3,32,3],[30,4,32,4],[30,5,32,5],[30,6,32,7],[30,6,32,7],[30,8,30,12],[31,8,32,8],[31,9,32,10],[31,9,32,10],[31,11,31,12],[33,1,33,2],[33,6,33,7],[33,9,33,10],[34,1,34,2],[34,6,34,7],[34,9,34,10],[35,1,35,2],[35,6,35,7],[35,9,35,10],[36,1,36,2],[36,6,36,7],[36,9,36,10],[37,0,37,8],[37,9,37,10],[39,0,39,12],[40,0,40,12],[41,0,41,1],[41,2,41,6],[41,7,41,9],[41,10,41,12],[42,0,44,0],[42,1,44,2],[42,1,44,2],[42,3,44,3],[42,4,44,4],[42,5,44,5],[42,6,44,7],[42,6,44,7],[42,8,42,12],[43,8,44,8],[43,9,44,10],[43,9,44,10],[43,11,43,12],[45,1,45,2],[45,6,45,7],[45,9,45,10],[46,1,46,2],[46,6,46,7],[46,9,46,10],[47,1,47,2],[47,6,47,7],[47,9,47,10],[48,1,48,2],[48,6,48,7],[48,9,48,10],[49,1,49,2],[49,3,49,4],[49,6,49,7],[49,9,49,10],[50,0,50,8],[50,9,50,10],[52,0,52,12],[53,0,53,12],[54,0,54,1],[54,2,54,6],[54,7,54,9],[54,10,54,12],[55,0,57,0],[55,1,57,2],[55,1,57,2],[55,3,57,3],[55,4,57,4],[55,5,57,5],[55,6,57,7],[55,6,57,7],[55,8,55,12],[56,8,57,8],[56,9,57,10],[56,9,57,10],[56,11,56,12],[58,1,58,2],[58,6,58,7],[58,9,58,10],[59,1,59,2],[59,6,59,7],[59,9,59,10],[60,1,60,2],[60,6,60,7],[60,9,60,10],[61,0,61,8],[61,9,61,10],[63,0,63,12],[64,0,64,12],[65,0,65,1],[65,2,65,6],[65,7,65,9],[65,10,65,12],[66,0,68,0],[66,1,68,2],[66,1,68,2],[66,3,68,3],[66,4,68,4],[66,5,68,5],[66,6,68,7],[66,6,68,7],[66,8,66,12],[67,8,68,8],[67,9,68,10],[67,9,68,10],[67,11,67,12],[69,1,69,2],[69,6,69,7],[69,9,69,10],[70,1,70,2],[70,6,70,7],[70,9,70,10],[71,0,71,8],[71,9,71,10],[73,0,73,12],[74,0,74,12],[75,0,75,1],[75,2,75,6],[75,7,75,9],[75,10,75,12],[76,0,78,0],[76,1,78,2],[76,1,78,2],[76,3,78,3],[76,4,78,4],[76,5,78,5],[76,6,78,7],[76,6,78,7],[76,8,76,12],[77,8,78,8],[77,9,78,10],[77,9,78,10],[77,11,77,12],[79,1,79,2],[79,6,79,7],[79,9,79,10],[80,1,80,2],[80,6,80,7],[80,9,80,10],[81,1,81,2],[81,6,81,7],[81,9,81,10],[82,0,82,8],[82,9,82,10],[84,0,84,12],[85,0,85,12],[86,0,86,1],[86,2,86,6],[86,7,86,9],[86,10,86,12],[87,0,89,0],[87,1,89,2],[87,1,89,2],[87,3,89,3],[87,4,89,4],[87,5,89,5],[87,6,89,7],[87,6,89,7],[87,8,87,12],[88,8,89,8],[88,9,89,10],[88,9,89,10],[88,11,88,12],[90,1,90,2],[90,6,90,7],[90,9,90,10],[91,1,91,2],[91,6,91,7],[91,9,91,10],[92,1,92,2],[92,3,92,4],[92,6,92,7],[92,9,92,10],[93,1,93,2],[93,6,93,7],[93,9,93,10],[94,1,94,2],[94,6,94,7],[94,9,94,10],[95,1,95,2],[95,6,95,7],[95,9,95,10],[96,1,96,2],[96,6,96,7],[96,9,96,10],[97,1,97,2],[97,6,97,7],[97,9,97,10],[98,0,98,8],[98,9,98,10],[100,0,100,12],[101,0,101,12],[102,0,102,1],[102,2,102,6],[102,7,102,9],[102,10,102,12],[103,0,105,0],[103,1,105,2],[103,1,105,2],[103,3,105,3],[103,4,105,4],[103,5,105,5],[103,6,105,7],[103,6,105,7],[103,8,103,12],[104,8,105,8],[104,9,105,10],[104,9,105,10],[104,11,104,12],[106,1,106,2],[106,6,106,7],[106,9,106,10],[107,1,107,2],[107,6,107,7],[107,9,107,10],[108,1,108,2],[108,6,108,7],[108,9,108,10],[109,1,109,2],[109,6,109,7],[109,9,109,10],[110,0,110,8],[110,9,110,10],[112,0,112,12],[113,0,113,12],[114,0,114,1],[114,2,114,6],[114,7,114,9],[114,10,114,12],[115,0,117,0],[115,1,117,2],[115,1,117,2],[115,3,117,3],[115,4,117,4],[115,5,117,5],[115,6,117,7],[115,6,117,7],[115,8,115,12],[116,8,117,8],[116,9,117,10],[116,9,117,10],[116,11,116,12],[118,1,118,2],[118,6,118,7],[118,9,118,10],[119,1,119,2],[119,6,119,7],[119,9,119,10],[120,1,120,2],[120,3,120,4],[120,6,120,7],[120,9,120,10],[121,1,121,2],[121,6,121,7],[121,9,121,10],[122,1,122,2],[122,6,122,7],[122,9,122,10],[123,0,123,8],[123,9,123,10],[125,0,125,12],[126,0,126,12],[127,0,127,1],[127,2,127,6],[127,7,127,9],[127,10,127,12],[128,0,130,0],[128,1,130,2],[128,1,130,2],[128,3,130,3],[128,4,130,4],[128,5,130,5],[128,6,130,7],[128,6,130,7],[128,8,128,12],[129,8,130,8],[129,9,130,10],[129,9,130,10],[129,11,129,12],[131,1,131,2],[131,6,131,7],[131,9,131,10],[132,1,132,2],[132,6,132,7],[132,9,132,10],[133,1,133,2],[133,6,133,7],[133,9,133,10],[134,1,134,2],[134,6,134,7],[134,9,134,10],[135,1,135,2],[135,6,135,7],[135,9,135,10],[136,1,136,2],[136,6,136,7],[136,9,136,10],[137,1,137,2],[137,6,137,7],[137,9,137,10],[138,1,138,2],[138,6,138,7],[138,9,138,10],[139,1,139,2],[139,6,139,7],[139,9,139,10],[140,1,140,2],[140,6,140,7],[140,9,140,10],[141,1,141,2],[141,6,141,7],[141,9,141,10],[142,1,142,2],[142,6,142,7],[142,9,142,10],[143,0,143,8],[143,9,143,10],[144,0,144,8],[144,9,144,10],[146,0,146,12]],"flags":["formulas_cached_only"]}
["分部分项工程清单与计价表","","","","","","","","","","","",""]
["工程名称：","","雅安交建集团装饰工程\\单项工程1【1楼安装工程】","","","","","标段：","","","第1页 共11页","",""]
["序号"," 项目编码 ","","项目名称","项目特征描述","计量\r\n单位","工程量","","金额（元）","","","",""]
["","","","","","","","","综合单价","合价","","其中",""]
["","","","","","","","","","","","定额人工费","暂估价"]
[" "," ","","0304 1楼装修安装 ",""," "," ","","","","","",""]
[" "," ","","1楼电气工程 ",""," "," ","","","","","",""]
["1","030412001041","","600*600格栅灯","1.名称 ：格栅灯\r\n2.型号 ：按设计要求\r\n3.规格：600*600 \r\n4.安装方式：按设计要求","套","40","","","","","",""]
["2","030412001042","","卫生间方型吸顶灯","1.名称 ：卫生间方型吸顶灯\r\n2.型号 ：按设计要求\r\n3.规格：300*300 \r\n4.安装方式：按设计要求","套","6","","","","","",""]
["3","030412001043","","LED下照式筒灯","1.名称 ：LED下照式筒灯\r\n2.型号 ：按设计要求\r\n3.规格：按设计要求\r\n4.安装方式：按设计要求","套","22","","","","","",""]
["4","030412001044","","LED下照式筒灯 【双头】","1.名称 ：LED下照式筒灯 【双头】\r\n2.型号 ：按设计要求\r\n3.规格：按设计要求\r\n4.安装方式：按设计要求","套","9","","","","","",""]
["5","030412001045","","多头吊灯","1.名称 ：多头吊灯\r\n2.型号 ：按设计要求\r\n3.规格：按设计要求\r\n4.安装方式：按设计要求","套","1","","","","","",""]
["本页小计","","","","","","","","","","","",""]
[]
["表-08 ","","","","","","","","","","","",""]
["分部分项工程清单与计价表","","","","","","","","","","","",""]
["工程名称：","","雅安交建集团装饰工程\\单项工程1【1楼安装工程】","","","","","标段：","","","第2页 共11页","",""]
["序号"," 项目编码 ","","项目名称","项目特征描述","计量\r\n单位","工程量","","金额（元）","","","",""]
["","","","","","","","","综合单价","合价","","其中",""]
["","","","","","","","","","","","定额人工费","暂估价"]
["6","030412001046","","LED灯带","1.名称 ：LED灯带\r\n2.型号 ：按设计要求\r\n3.规格：按设计要求\r\n4.安装方式：按设计要求","m","40","","","","","",""]
["7","030412001047","","楼梯间吸顶灯","1.名称：楼梯间吸顶灯\r\n2.型号、规格：15W(配节能型光源，带不燃密闭透光罩)\r\n3.安装形式：吸顶\r\n4.含灯具安装所需金属软管、软线、长度综合考虑\r\n5.灯头接线(含烫锡)、试亮\r\n6.预留孔洞、打孔洞及混凝土砂浆补孔洞\r\n7.其他:满足规范及设计要求","套","1","","","","","",""]
["8","030404033048","","卫生间排气扇","1.名称:卫生间排气扇 \r\n2.规格、型号 ：按设计要求\r\n3.安装形式;吸顶安装","台","2","","","","","",""]
["9","030404031049","","单联双控暗开关","1.名称：单联双控暗开关\r\n2.规格：250V 10A\r\n3.安装高度：暗装距地1.3m","个","8","","","","","",""]
["10","030404031050","","暗装单联单控开关","1.名称：暗装单联单控开关\r\n2.规格：250V 10A\r\n3.安装高度：暗装距地1.3m","个","16","","","","","",""]
["本页小计","","","","","","","","","","","",""]
[]
["表-08 ","","","","","","","","","","","",""]
["分部分项工程清单与计价表","","","","","","","","","","","",""]
["工程名称：","","雅安交建集团装饰工程\\单项工程1【1楼安装工程】","","","","","标段：","","","第3页 共11页","",""]
["序号"," 项目编码 ","","项目名称","项目特征描述","计量\r\n单位","工程量","","金额（元）","","","",""]
["","","","","","","","","综合单价","合价","","其中",""]
["","","","","","","","","","","","定额人工费","暂估价"]
["11","030404035051","","二极加三极暗插座","1.名称 ：二极加三极暗插座\r\n2.规格/型号: 10A 250V，安全型\r\n3.安装形式;距地0.3m","个","62","","","","","",""]
["12","030502012052","","电话插座","1.名称：电话插座\r\n2.规格：详设计(含模块)\r\n3.其他要求：满足设计及相关规范要求","个","2","","","","","",""]
["13","030411006053","","塑料接线盒","1.名称：接线盒 \r\n2.材质：塑料接线盒\r\n3.规格：86型\r\n4.安装形式：开关盒、插座盒、灯头盒等。\r\n5.其他：满足设计及施工验收规范要求","个","178","","","","","",""]
["14","030411004054","","电气配线  BV-2.5mm2","1.名称 ：配线\r\n2.配线形式 ：管内、桥架内综合考虑 \r\n3.配线型号、规格：铜芯绝缘导线 BV-2.5mm2","m","2275","","","","","",""]
["本页小计","","","","","","","","","","","",""]
[]
["表-08 ","","","","","","","","","","","",""]
["分部分项工程清单与计价表","","","","","","","","","","","",""]
["工程名称：","","雅安交建集团装饰工程\\单项工程1【1楼安装工程】","","","","","标段：","","","第4页 共11页","",""]
["序号"," 项目编码 ","","项目名称","项目特征描述","计量\r\n单位","工程量","","金额（元）","","","",""]
["","","","","","","","","综合单价","合价","","其中",""]
["","","","","","","","","","","","定额人工费","暂估价"]
["15","030411001055","","电气配管 PC20","1.名称：电气配管\r\n2.材质：刚性阻燃塑料管\r\n3.规格：PC20\r\n4.配置形式：暗配、明配、吊顶内敷设等综合考虑\r\n5.接地要求：按设计及规范要求 \r\n6.钢索材质、规格：详设计\r\n7.刨沟槽及恢复处理,支吊架制作、安装","m","705","","","","","",""]
["16","030413002056","","砖墙刨沟 管径≤32mm","1.名称 ：砖墙刨沟 管径≤32mm\r\n2.测位、画线、刨沟、清理、填补。","m","68","","","","","",""]
["17","030502006057","","配线 UTP.4P.cat5e","1.名称：配线\r\n2.配线形式：综合\r\n3.配线型号、规格：UTP.4P.cat5e\r\n4.其他要求：满足设计及相关规范要求","m","100","","","","","",""]
[" "," ","","分部小计"," "," "," ","","","","","",""]
[" "," ","","1楼供排水工程 ",""," "," ","","","","","",""]
["本页小计","","","","","","","","","","","",""]
[]
["表-08 ","","","","","","","","","","","",""]
["分部分项工程清单与计价表","","","","","","","","","","","",""]
["工程名称：","","雅安交建集团装饰工程\\单项工程1【1楼安装工程】","","","","","标段：","","","第5页 共11页","",""]
["序号"," 项目编码 ","","项目名称","项目特征描述","计量\r\n单位","工程量","","金额（元）","","","",""]
["","","","","","","","","综合单价","合价","","其中",""]
["","","","","","","","","","","","定额人工费","暂估价"]
["18","031004003058","","台式洗脸盆","1.材质：台式洗脸盆 陶瓷\r\n2.组装形式：冷热水\r\n3.型号：详见设计 \r\n4.开关：混合冷热水\r\n5.含混水龙头、角阀、金属软管、脸盆等全套安装器件\r\n6.其它要求：满足设计及相关规范要求","组","3","","","","","",""]
["19","031004006059","","蹲式大便器（低水箱）","1.材质：陶瓷\r\n2.组装方式：蹲式  \r\n3.型号、规格：低水箱\r\n5.含大便器、低水箱、角阀、金属软管等全套安装器件\r\n6.其它要求：满足设计及相关规范要求","组","5","","","","","",""]
["20","031004007060","","立式小便器","1.材质 \r\n2.规格、类型 \r\n3.组装形式 \r\n4.附件名称、数量","组","2","","","","","",""]
["本页小计","","","","","","","","","","","",""]
[]
["表-08 ","","","","","","","","","","","",""]
["分部分项工程清单与计价表","","","","","","","","","","","",""]
["工程名称：","","雅安交建集团装饰工程\\单项工程1【1楼安装工程】","","","","","标段：","","","第6页 共11页","",""]
["序号"," 项目编码 ","","项目名称","项目特征描述","计量\r\n单位","工程量","","金额（元）","","","",""]
["","","","","","","","","综合单价","合价","","其中",""]
["","","","","","","","","","","","定额人工费","暂估价"]
["21","031001006061","","PP-R给水管  DN25","1.室内管道管件安装\r\n2.输送介质：冷水\r\n3.材质:PP-R管,采用S5系列  \r\n4.规格: DN25\r\n5.连接方式:热熔连接\r\n6.暗配管道预留凹槽或凿管槽\r\n7.管道冲洗、消毒、试压\r\n8.管道支架制作安装按设计要求\r\n9.其他要求：满足设计及相关规范要求","m","16","","","","","",""]
["22","031001006062","","PP-R给水管  DN20","1.室内管道管件安装\r\n2.输送介质：冷水\r\n3.材质:PP-R管,采用S5系列\r\n4.规格: DN20\r\n5.连接方式:热熔连接\r\n6.暗配管道预留凹槽或凿管槽\r\n7.管道冲洗、消毒、试压\r\n8.管道支架制作安装按设计要求\r\n9.其他要求：满足设计及相关规范要求","m","19","","","","","",""]
["本页小计","","","","","","","","","","","",""]
[]
["表-08 ","","","","","","","","","","","",""]
["分部分项工程清单与计价表","","","","","","","","","","","",""]
["工程名称：","","雅安交建集团装饰工程\\单项工程1【1楼安装工程】","","","","","标段：","","","第7页 共11页","",""]
["序号"," 项目编码 ","","项目名称","项目特征描述","计量\r\n单位","工程量","","金额（元）","","","",""]
["","","","","","","","","综合单价","合价","","其中",""]
["","","","","","","","","","","","定额人工费","暂估价"]
["23","031001006063","","PVC-U硬聚氯乙烯实壁排水塑料管 DN100","1.安装部位:室外\r\n2.输送介质:污水、废水、气体\r\n3.材质:PVC-U硬聚氯乙烯实壁排水塑料管\r\n4.规格: DN100\r\n5.连接方式:粘结连接\r\n6.其它要求：满足设计及相关规范要求","m","12","","","","","",""]
["24","031001006064","","PVC-U硬聚氯乙烯实壁排水塑料管 DN50","1.安装部位:室内\r\n2.输送介质:污水、废水\r\n3.材质:PVC-U硬聚氯乙烯实壁排水塑料管\r\n4.规格: DN50\r\n5.连接方式:粘结连接\r\n6.其它要求：满足设计及相关规范要求","m","20","","","","","",""]
["25","031003001065","","全铜截止阀 DN25","1.全铜截止阀 DN25\r\n2.材质：全铜 \r\n3.规格、压力等级：DN25 \r\n4.连接形式：螺纹连接 \r\n5.其它要求：满足设计及相关规范要求","个","1","","","","","",""]
["本页小计","","","","","","","","","","","",""]
[]
["表-08 ","","","","","","","","","","","",""]
["分部分项工程清单与计价表","","","","","","","","","","","",""]
["工程名称：","","雅安交建集团装饰工程\\单项工程1【1楼安装工程】","","","","","标段：","","","第8页 共11页","",""]
["序号"," 项目编码 ","","项目名称","项目特征描述","计量\r\n单位","工程量","","金额（元）","","","",""]
["","","","","","","","","综合单价","合价","","其中",""]
["","","","","","","","","","","","定额人工费","暂估价"]
["26","031004014066","","地漏 DN50","1.名称：地漏\r\n2.型号、规格：DN50\r\n3.其它要求：满足设计及相关规范要求","个","1","","","","","",""]
[" "," ","","分部小计"," "," "," ","","","","","",""]
[" "," ","","1楼副楼电气工程 ",""," "," ","","","","","",""]
["27","030412001067","","600*600格栅灯","1.名称 ：格栅灯\r\n2.型号 ：按设计要求\r\n3.规格：600*600 \r\n4.安装方式：按设计要求","套","32","","","","","",""]
["28","030412001068","","卫生间方型吸顶灯","1.名称 ：卫生间方型吸顶灯\r\n2.型号 ：按设计要求\r\n3.规格：300*300 \r\n4.安装方式：按设计要求","套","6","","","","","",""]
["29","030412001069","","LED下照式筒灯","1.名称 ：LED下照式筒灯\r\n2.型号 ：按设计要求\r\n3.规格：按设计要求\r\n4.安装方式：按设计要求","套","20","","","","","",""]
["30","030404031070","","单联双控暗开关","1.名称：单联双控暗开关\r\n2.规格：250V 10A\r\n3.安装高度：暗装距地1.3m","个","4","","","","","",""]
["31","030404031071","","暗装单联单控开关","1.名称：暗装单联单控开关\r\n2.规格：250V 10A\r\n3.安装高度：暗装距地1.3m","个","5","","","","","",""]
["本页小计","","","","","","","","","","","",""]
[]
["表-08 ","","","","","","","","","","","",""]
["分部分项工程清单与计价表","","","","","","","","","","","",""]
["工程名称：","","雅安交建集团装饰工程\\单项工程1【1楼安装工程】","","","","","标段：","","","第9页 共11页","",""]
["序号"," 项目编码 ","","项目名称","项目特征描述","计量\r\n单位","工程量","","金额（元）","","","",""]
["","","","","","","","","综合单价","合价","","其中",""]
["","","","","","","","","","","","定额人工费","暂估价"]
["32","030404035072","","二极加三极暗插座","1.名称 ：二极加三极暗插座\r\n2.规格/型号: 10A 250V，安全型\r\n3.安装形式;距地0.3m","个","42","","","","","",""]
["33","030411006073","","塑料接线盒","1.名称：接线盒 \r\n2.材质：塑料接线盒\r\n3.规格：86型\r\n4.安装形式：开关盒、插座盒、灯头盒等。\r\n5.其他：满足设计及施工验收规范要求","个","103","","","","","",""]
["34","030411004074","","电气配线  BV-2.5mm2","1.名称 ：配线\r\n2.配线形式 ：管内、桥架内综合考虑 \r\n3.配线型号、规格：铜芯绝缘导线 BV-2.5mm2","m","850.5","","","","","",""]
["35","030411001075","","电气配管 PC20","1.名称：电气配管\r\n2.材质：刚性阻燃塑料管\r\n3.规格：PC20\r\n4.配置形式：暗配、明配、吊顶内敷设等综合考虑\r\n5.接地要求：按设计及规范要求 \r\n6.钢索材质、规格：详设计\r\n7.刨沟槽及恢复处理,支吊架制作、安装","m","283.5","","","","","",""]
["本页小计","","","","","","","","","","","",""]
[]
["表-08 ","","","","","","","","","","","",""]
["分部分项工程清单与计价表","","","","","","","","","","","",""]
["工程名称：","","雅安交建集团装饰工程\\单项工程1【1楼安装工程】","","","","","标段：","","","第10页 共11页","",""]
["序号"," 项目编码 ","","项目名称","项目特征描述","计量\r\n单位","工程量","","金额（元）","","","",""]
["","","","","","","","","综合单价","合价","","其中",""]
["","","","","","","","","","","","定额人工费","暂估价"]
["36","030413002076","","砖墙刨沟 管径≤32mm","1.名称 ：砖墙刨沟 管径≤32mm\r\n2.测位、画线、刨沟、清理、填补。","m","50","","","","","",""]
[" "," ","","分部小计"," "," "," ","","","","","",""]
[" "," ","","1楼副楼供排水工程 ",""," "," ","","","","","",""]
["37","031004003077","","台式洗脸盆","1.材质：台式洗脸盆 陶瓷\r\n2.组装形式：冷热水\r\n3.型号：详见设计 \r\n4.开关：混合冷热水\r\n5.含混水龙头、角阀、金属软管、脸盆等全套安装器件\r\n6.其它要求：满足设计及相关规范要求","组","3","","","","","",""]
["38","031001006078","","PP-R给水管  DN20","1.室内管道管件安装\r\n2.输送介质：冷水\r\n3.材质:PP-R管,采用S5系列\r\n4.规格: DN20\r\n5.连接方式:热熔连接\r\n6.暗配管道预留凹槽或凿管槽\r\n7.管道冲洗、消毒、试压\r\n8.管道支架制作安装按设计要求\r\n9.其他要求：满足设计及相关规范要求","m","5","","","","","",""]
["本页小计","","","","","","","","","","","",""]
[]
["表-08 ","","","","","","","","","","","",""]
["分部分项工程清单与计价表","","","","","","","","","","","",""]
["工程名称：","","雅安交建集团装饰工程\\单项工程1【1楼安装工程】","","","","","标段：","","","第11页 共11页","",""]
["序号"," 项目编码 ","","项目名称","项目特征描述","计量\r\n单位","工程量","","金额（元）","","","",""]
["","","","","","","","","综合单价","合价","","其中",""]
["","","","","","","","","","","","定额人工费","暂估价"]
["39","031001006079","","PVC-U硬聚氯乙烯实壁排水塑料管 DN50","1.安装部位:室内\r\n2.输送介质:污水、废水\r\n3.材质:PVC-U硬聚氯乙烯实壁排水塑料管\r\n4.规格: DN50\r\n5.连接方式:粘结连接\r\n6.其它要求：满足设计及相关规范要求","m","5","","","","","",""]
["40","031004014080","","地漏 DN50","1.名称：地漏\r\n2.型号、规格：DN50\r\n3.其它要求：满足设计及相关规范要求","个","1","","","","","",""]
[" "," ","","分部小计"," "," "," ","","","","","",""]
[" "," ","","分部小计"," "," "," ","","","","","",""]
["","","","","","","","","","","","",""]
["","","","","","","","","","","","",""]
["","","","","","","","","","","","",""]
["","","","","","","","","","","","",""]
["","","","","","","","","","","","",""]
["","","","","","","","","","","","",""]
["","","","","","","","","","","","",""]
["","","","","","","","","","","","",""]
["本页小计","","","","","","","","","","","",""]
["合    计","","","","","","","","","","","",""]
[]
["表-08 ","","","","","","","","","","","",""]

{"sheet":"F.1.2 单价措施项目清单计价表(表-08)【1楼安装工程】","index":8,"n_rows":54,"n_cols":13,"rows_kept":54,"merged":[[0,0,0,12],[1,0,1,1],[1,2,1,6],[1,7,1,9],[1,10,1,12],[2,0,4,0],[2,1,4,2],[2,1,4,2],[2,3,4,3],[2,4,4,4],[2,5,4,5],[2,6,4,7],[2,6,4,7],[2,8,2,12],[3,8,4,8],[3,9,4,10],[3,9,4,10],[3,11,3,12],[5,1,5,2],[5,6,5,7],[5,9,5,10],[6,1,6,2],[6,6,6,7],[6,9,6,10],[7,1,7,2],[7,6,7,7],[7,9,7,10],[8,1,8,2],[8,6,8,7],[8,9,8,10],[9,1,9,2],[9,6,9,7],[9,9,9,10],[10,1,10,2],[10,6,10,7],[10,9,10,10],[11,1,11,2],[11,6,11,7],[11,9,11,10],[12,1,12,2],[12,6,12,7],[12,9,12,10],[13,1,13,2],[13,6,13,7],[13,9,13,10],[14,1,14,2],[14,6,14,7],[14,9,14,10],[15,1,15,2],[15,6,15,7],[15,9,15,10],[16,1,16,2],[16,6,16,7],[16,9,16,10],[17,1,17,2],[17,6,17,7],[17,9,17,10],[18,1,18,2],[18,6,18,7],[18,9,18,10],[19,1,19,2],[19,6,19,7],[19,9,19,10],[20,1,20,2],[20,6,20,7],[20,9,20,10],[21,1,21,2],[21,6,21,7],[21,9,21,10],[22,0,22,8],[22,9,22,10],[24,0,24,12],[25,0,25,12],[26,0,26,1],[26,2,26,6],[26,7,26,9],[26,10,26,12],[27,0,29,0],[27,1,29,2],[27,1,29,2],[27,3,29,3],[27,4,29,4],[27,5,29,5],[27,6,29,7],[27,6,29,7],[27,8,27,12],[28,8,29,8],[28,9,29,10],[28,9,29,10],[28,11,28,12],[30,1,30,2],[30,6,30,7],[30,9,30,10],[31,1,31,2],[31,6,31,7],[31,9,31,10],[32,1,32,2],[32,6,32,7],[32,9,32,10],[33,1,33,2],[33,6,33,7],[33,9,33,10],[34,1,34,2],[34,6,34,7],[34,9,34,10],[35,1,35,2],[35,6,35,7],[35,9,35,10],[36,1,36,2],[36,6,36,7],[36,9,36,10],[37,1,37,2],[37,6,37,7],[37,9,37,10],[38,1,38,2],[38,6,38,7],[38,9,38,10],[39,1,39,2],[39,6,39,7],[39,9,39,10],[40,1,40,2],[40,6,40,7],[40,9,40,10],[41,1,41,2],[41,6,41,7],[41,9,41,10],[42,1,42,2],[42,6,42,7],[42,9,42,10],[43,1,43,2],[43,6,43,7],[43,9,43,10],[44,1,44,2],[44,6,44,7],[44,9,44,10],[45,1,45,2],[45,6,45,7],[45,9,45,10],[46,1,46,2],[46,6,46,7],[46,9,46,10],[47,1,47,2],[47,6,47,7],[47,9,47,10],[48,1,48,2],[48,6,48,7],[48,9,48,10],[49,1,49,2],[49,6,49,7],[49,9,49,10],[50,0,50,8],[50,9,50,10],[51,0,51,8],[51,9,51,10],[53,0,53,12]],"flags":["formulas_cached_only"]}
["单价措施项目清单与计价表","","","","","","","","","","","",""]
["工程名称：","","雅安交建集团装饰工程\\单项工程1【1楼安装工程】","","","","","标段：","","","第1页共2页","",""]
["序号"," 项目编码 ","","项目名称","项目特征描述","计量\r\n单位","工程量","","金额（元）","","","",""]
["","","","","","","","","综合单价","合价","","其中",""]
["","","","","","","","","","","","定额人工费","暂估价"]
[" "," ","","专业措施项目"," "," "," ","","","","","",""]
["1","031301001001","","吊装加固"," ","项"," ","","","","","",""]
["2","031301002001","","金属抱杆安装拆除、移位"," ","项"," ","","","","","",""]
["3","031301003001","","平台铺设、拆除"," ","项"," ","","","","","",""]
["4","031301004001","","顶升、提升装置"," ","项"," ","","","","","",""]
["5","031301005001","","大型设备专用机具"," ","项"," ","","","","","",""]
["6","031301006001","","焊接工艺评定"," ","项"," ","","","","","",""]
["7","031301007001","","胎（模）具制作、安装、拆除"," ","项"," ","","","","","",""]
["8","031301008001","","防护棚制作安装拆除"," ","项"," ","","","","","",""]
["9","031301009001","","特殊地区施工增加"," ","项"," ","","","","","",""]
["10","031301010001","","安装与生产同时进行施工增加"," ","项"," ","","","","","",""]
["11","031301011001","","在有害身体健康环境中施工增加"," ","项"," ","","","","","",""]
["12","031301012001","","工程系统检测、检验"," ","项"," ","","","","","",""]
["13","031301013001","","设备、管道施工的安全、防冻和焊接保护"," ","项"," ","","","","","",""]
["14","031301014001","","焦炉烘炉、热态工程"," ","项"," ","","","","","",""]
["15","031301015001","","管道安拆后的充气保护"," ","项"," ","","","","","",""]
["16","031301016001","","隧道内施工的通风、供水、供气、供电、照明及通讯设施"," ","项"," ","","","","","",""]
["本页小计","","","","","","","","","","","",""]
[]
["表-08 ","","","","","","","","","","","",""]
["单价措施项目清单与计价表","","","","","","","","","","","",""]
["工程名称：","","雅安交建集团装饰工程\\单项工程1【1楼安装工程】","","","","","标段：","","","第2页共2页","",""]
["序号"," 项目编码 ","","项目名称","项目特征描述","计量\r\n单位","工程量","","金额（元）","","","",""]
["","","","","","","","","综合单价","合价","","其中",""]
["","","","","","","","","","","","定额人工费","暂估价"]
["17","031301017001","","脚手架搭拆"," ","项"," ","","","","","",""]
["18","031301018001","","其他措施"," ","项"," ","","","","","",""]
[" "," ","","小计"," "," "," ","","","","","",""]
["","","","","","","","","","","","",""]
["","","","","","","","","","","","",""]
["","","","","","","","","","","","",""]
["","","","","","","","","","","","",""]
["","","","","","","","","","","","",""]
["","","","","","","","","","","","",""]
["","","","","","","","","","","","",""]
["","","","","","","","","","","","",""]
["","","","","","","","","","","","",""]
["","","","","","","","","","","","",""]
["","","","","","","","","","","","",""]
["","","","","","","","","","","","",""]
["","","","","","","","","","","","",""]
["","","","","","","","","","","","",""]
["","","","","","","","","","","","",""]
["","","","","","","","","","","","",""]
["","","","","","","","","","","","",""]
["本页小计","","","","","","","","","","","",""]
["合    计","","","","","","","","","","","",""]
[]
["表-08 ","","","","","","","","","","","",""]

{"sheet":"F.4 总价措施项目清单计价表(表-11)【1楼安装工程】","index":9,"n_rows":19,"n_cols":9,"rows_kept":19,"merged":[[0,0,0,8],[1,1,1,3],[1,4,1,6],[1,7,1,8],[15,0,15,4],[17,0,17,8],[18,0,18,8]],"flags":["formulas_cached_only"]}
["总价措施项目清单计价表","","","","","","","",""]
["工程名称：","雅安交建集团装饰工程\\单项工程1【1楼安装工程】","","","标段：","","","第1页 共1页",""]
["序号"," 项目编码","项目名称","计算基础","费率\r\n（%）","金额\r\n（元）","调整费率\r\n(%)","调整后\r\n金额(元)","备注"]
["1","031302001001","安全文明施工"," "," ","","",""," "]
["1.1","①","环境保护","分部分项工程量清单项目定额人工费+单价措施项目定额人工费","0.52","","",""," "]
["1.2","②","文明施工","分部分项工程量清单项目定额人工费+单价措施项目定额人工费","2.74","","",""," "]
["1.3","③","安全施工","分部分项工程量清单项目定额人工费+单价措施项目定额人工费","4.72","","",""," "]
["1.4","④","临时设施","分部分项工程量清单项目定额人工费+单价措施项目定额人工费","7.52","","",""," "]
["2","031302002001","夜间施工增加"," "," ","","",""," "]
["3","031302003001","非夜间施工增加"," "," ","","",""," "]
["4","031302004001","二次搬运"," "," ","","",""," "]
["5","031302005001","冬雨季施工增加"," "," ","","",""," "]
["6","031302006001","已完工程及设备保护"," "," ","","",""," "]
["7","031302007001","高层施工增加"," "," ","","",""," "]
["8","031302008001","工程定位复测费"," "," ","","",""," "]
["合计","","","","","","","",""]
[]
["注：按施工方案计算的措施费，若无“计算基础”和“费率”的数值，也可只填“金额”数值，但应在备注栏说明施工方案出处或计算方法。用于投标报价时，“调整费率”及“调整后的金额”无需填写。 ","","","","","","","",""]
["表-11","","","","","","","",""]

{"sheet":"H 规费、税金项目清单计价表(表-13)【1楼安装工程】","index":10,"n_rows":19,"n_cols":6,"rows_kept":19,"merged":[[0,0,0,5],[1,1,1,2],[1,3,1,4],[16,0,16,3],[18,0,18,5]],"flags":["formulas_cached_only"]}
["规费、税金项目计价表","","","","",""]
["工程名称：","雅安交建集团装饰工程\\单项工程1【1楼安装工程】","","标段：","","第1页 共1页"]
["序号","项目名称","计算基础","计算基数","计算费率（%）","   金额(元)"]
["1","规费","分部分项清单定额人工费+单价措施项目清单定额人工费","","",""]
["1.1","社会保险费","分部分项清单定额人工费+单价措施项目清单定额人工费","","",""]
["(1)","养老保险费","分部分项清单定额人工费+单价措施项目清单定额人工费","","",""]
["(2)","失业保险费","分部分项清单定额人工费+单价措施项目清单定额人工费","","",""]
["(3)","医疗保险费","分部分项清单定额人工费+单价措施项目清单定额人工费","","",""]
["(4)","工伤保险费","分部分项清单定额人工费+单价措施项目清单定额人工费","","",""]
["(5)","生育保险费","分部分项清单定额人工费+单价措施项目清单定额人工费","","",""]
["1.2","住房公积金","分部分项清单定额人工费+单价措施项目清单定额人工费","","",""]
["1.3","工程排污费","按工程所在地环境保护部门收取标准，按实计入","","",""]
["2","销项增值税额","分部分项工程费+措施项目费+其他项目费+规费+创优质工程奖补偿奖励费-按规定不计税的工程设备金额-除税甲供材料（设备）设备费","","",""]
["","","","","",""]
["","","","","",""]
["","","","","",""]
["合  计","","","","",""]
[]
["表-13 ","","","","",""]

{"sheet":"F.1.1 分部分项工程清单计价表(表-08)【2楼建筑与装~","index":11,"n_rows":107,"n_cols":13,"rows_kept":107,"merged":[[0,0,0,12],[1,0,1,1],[1,2,1,6],[1,7,1,9],[1,10,1,12],[2,0,4,0],[2,1,4,2],[2,1,4,2],[2,3,4,3],[2,4,4,4],[2,5,4,5],[2,6,4,7],[2,6,4,7],[2,8,2,12],[3,8,4,8],[3,9,4,10],[3,9,4,10],[3,11,3,12],[5,1,5,2],[5,3,5,4],[5,6,5,7],[5,9,5,10],[6,1,6,2],[6,6,6,7],[6,9,6,10],[7,1,7,2],[7,6,7,7],[7,9,7,10],[8,1,8,2],[8,6,8,7],[8,9,8,10],[9,1,9,2],[9,6,9,7],[9,9,9,10],[10,1,10,2],[10,3,10,4],[10,6,10,7],[10,9,10,10],[11,1,11,2],[11,6,11,7],[11,9,11,10],[12,1,12,2],[12,6,12,7],[12,9,12,10],[13,0,13,8],[13,9,13,10],[15,0,15,12],[16,0,16,12],[17,0,17,1],[17,2,17,6],[17,7,17,9],[17,10,17,12],[18,0,20,0],[18,1,20,2],[18,1,20,2],[18,3,20,3],[18,4,20,4],[18,5,20,5],[18,6,20,7],[18,6,20,7],[18,8,18,12],[19,8,20,8],[19,9,20,10],[19,9,20,10],[19,11,19,12],[21,1,21,2],[21,6,21,7],[21,9,21,10],[22,1,22,2],[22,6,22,7],[22,9,22,10],[23,1,23,2],[23,3,23,4],[23,6,23,7],[23,9,23,10],[24,1,24,2],[24,6,24,7],[24,9,24,10],[25,1,25,2],[25,6,25,7],[25,9,25,10],[26,1,26,2],[26,6,26,7],[26,9,26,10],[27,1,27,2],[27,6,27,7],[27,9,27,10],[28,0,28,8],[28,9,28,10],[30,0,30,12],[31,0,31,12],[32,0,32,1],[32,2,32,6],[32,7,32,9],[32,10,32,12],[33,0,35,0],[33,1,35,2],[33,1,35,2],[33,3,35,3],[33,4,35,4],[33,5,35,5],[33,6,35,7],[33,6,35,7],[33,8,33,12],[34,8,35,8],[34,9,35,10],[34,9,35,10],[34,11,34,12],[36,1,36,2],[36,6,36,7],[36,9,36,10],[37,1,37,2],[37,6,37,7],[37,9,37,10],[38,0,38,8],[38,9,38,10],[40,0,40,12],[41,0,41,12],[42,0,42,1],[42,2,42,6],[42,7,42,9],[42,10,42,12],[43,0,45,0],[43,1,45,2],[43,1,45,2],[43,3,45,3],[43,4,45,4],[43,5,45,5],[43,6,45,7],[43,6,45,7],[43,8,43,12],[44,8,45,8],[44,9,45,10],[44,9,45,10],[44,11,44,12],[46,1,46,2],[46,6,46,7],[46,9,46,10],[47,1,47,2],[47,6,47,7],[47,9,47,10],[48,1,48,2],[48,3,48,4],[48,6,48,7],[48,9,48,10],[49,1,49,2],[49,6,49,7],[49,9,49,10],[50,1,50,2],[50,6,50,7],[50,9,50,10],[51,1,51,2],[51,6,51,7],[51,9,51,10],[52,1,52,2],[52,3,52,4],[52,6,52,7],[52,9,52,10],[53,1,53,2],[53,6,53,7],[53,9,53,10],[54,0,54,8],[54,9,54,10],[56,0,56,12],[57,0,57,12],[58,0,58,1],[58,2,58,6],[58,7,58,9],[58,10,58,12],[59,0,61,0],[59,1,61,2],[59,1,61,2],[59,3,61,3],[59,4,61,4],[59,5,61,5],[59,6,61,7],[59,6,61,7],[59,8,59,12],[60,8,61,8],[60,9,61,10],[60,9,61,10],[60,11,60,12],[62,1,62,2],[62,6,62,7],[62,9,62,10],[63,1,63,2],[63,6,63,7],[63,9,63,10],[64,1,64,2],[64,6,64,7],[64,9,64,10],[65,1,65,2],[65,3,65,4],[65,6,65,7],[65,9,65,10],[66,1,66,2],[66,6,66,7],[66,9,66,10],[67,1,67,2],[67,6,67,7],[67,9,67,10],[68,1,68,2],[68,6,68,7],[68,9,68,10],[69,1,69,2],[69,6,69,7],[69,9,69,10],[70,0,70,8],[70,9,70,10],[72,0,72,12],[73,0,73,12],[74,0,74,1],[74,2,74,6],[74,7,74,9],[74,10,74,12],[75,0,77,0],[75,1,77,2],[75,1,77,2],[75,3,77,3],[75,4,77,4],[75,5,77,5],[75,6,77,7],[75,6,77,7],[75,8,75,12],[76,8,77,8],[76,9,77,10],[76,9,77,10],[76,11,76,12],[78,1,78,2],[78,6,78,7],[78,9,78,10],[79,1,79,2],[79,6,79,7],[79,9,79,10],[80,1,80,2],[80,3,80,4],[80,6,80,7],[80,9,80,10],[81,1,81,2],[81,6,81,7],[81,9,81,10],[82,1,82,2],[82,6,82,7],[82,9,82,10],[83,1,83,2],[83,6,83,7],[83,9,83,10],[84,1,84,2],[84,6,84,7],[84,9,84,10],[85,1,85,2],[85,3,85,4],[85,6,85,7],[85,9,85,10],[86,0,86,8],[86,9,86,10],[88,0,88,12],[89,0,89,12],[90,0,90,1],[90,2,90,6],[90,7,90,9],[90,10,90,12],[91,0,93,0],[91,1,93,2],[91,1,93,2],[91,3,93,3],[91,4,93,4],[91,5,93,5],[91,6,93,7],[91,6,93,7],[91,8,91,12],[92,8,93,8],[92,9,93,10],[92,9,93,10],[92,11,92,12],[94,1,94,2],[94,6,94,7],[94,9,94,10],[95,1,95,2],[95,6,95,7],[95,9,95,10],[96,1,96,2],[96,6,96,7],[96,9,96,10],[97,1,97,2],[97,6,97,7],[97,9,97,10],[98,1,98,2],[98,3,98,4],[98,6,98,7],[98,9,98,10],[99,1,99,2],[99,6,99,7],[99,9,99,10],[100,1,100,2],[100,6,100,7],[100,9,100,10],[101,1,101,2],[101,6,101,7],[101,9,101,10],[102,1,102,2],[102,6,102,7],[102,9,102,10],[103,0,103,8],[103,9,103,10],[104,0,104,8],[104,9,104,10],[106,0,106,12]],"flags":["formulas_cached_only"]}
["分部分项工程清单与计价表","","","","","","","","","","","",""]
["工程名称：","","雅安交建集团装饰工程\\单项工程1【2楼建筑与装饰工程】","","","","","标段：","","","第1页 共7页","",""]
["序号"," 项目编码 ","","项目名称","项目特征描述","计量\r\n单位","工程量","","金额（元）","","","",""]
["","","","","","","","","综合单价","合价","","其中",""]
["","","","","","","","","","","","定额人工费","暂估价"]
[" "," ","","0116 拆除工程 ",""," "," ","","","","","",""]
["1","011610001081","","原木门拆除","1.室内高度 \r\n2.门窗洞口尺寸\r\n3.建筑垃圾外运投标人自行考虑","m2","6.825","","","","","",""]
["2","011614002082","","原传菜柜拆除 ","1. 柜体材质：木质 \r\n2. 柜体尺寸：详见设计图纸\r\n3.建筑垃圾外运投标人自行考虑","个","6","","","","","",""]
["3","011601001083","","砖砌体拆除","1.砖砌体拆除：新建门洞\r\n3.建筑垃圾外运投标人自行考虑\r\n","m3","4.812","","","","","",""]
[" "," ","","分部小计"," "," "," ","","","","","",""]
[" "," ","","0104 砌筑工程 ",""," "," ","","","","","",""]
["4","010401005084","","轻质砖隔墙","1.墙体类型：轻质砖隔墙\r\n2.墙体厚度：120mm\r\n3.砂浆强度等级：M5混合砂浆\r\n","m3","49.89","","","","","",""]
["5","010401012085","","砖砌水池","1.名称、部位：砖砌水池\r\n2.砖品种、规格、强度等级：实心砖，规格详设计图\r\n3.形状截面:见施工图\r\n4.砂浆强度等级、配合比:M5水泥砂浆、1:1.5水泥砂浆\r\n5.满足设计要求","m3","1.75","","","","","",""]
["本页小计","","","","","","","","","","","",""]
[]
["表-08 ","","","","","","","","","","","",""]
["分部分项工程清单与计价表","","","","","","","","","","","",""]
["工程名称：","","雅安交建集团装饰工程\\单项工程1【2楼建筑与装饰工程】","","","","","标段：","","","第2页 共7页","",""]
["序号"," 项目编码 ","","项目名称","项目特征描述","计量\r\n单位","工程量","","金额（元）","","","",""]
["","","","","","","","","综合单价","合价","","其中",""]
["","","","","","","","","","","","定额人工费","暂估价"]
["6","010404001086","","卫生间建渣回填","1.卫生间建渣回填","m3","6.26","","","","","",""]
[" "," ","","分部小计"," "," "," ","","","","","",""]
[" "," ","","0105 混凝土及钢筋混凝土工程 ",""," "," ","","","","","",""]
["7","010502002087","","C20构造柱","1.柱高度：详见设计图\r\n2.柱截面尺寸：详见设计图\r\n3.混凝土强度等级：C20\r\n4.混凝土种类：现浇","m3","2.76","","","","","",""]
["8","010501006088","","C30基座","1.混凝土种类 ：商砼\r\n2.混凝土强度等级 ：C30","m3","0.504","","","","","",""]
["9","010503005089","","C20过梁","1.混凝土种类 ：现浇\r\n2.混凝土强度等级：C20","m3","5.78","","","","","",""]
["10","010512001090","","砖夹操作台","1.砖夹操作台\r\n2.底部建渣抬高100mm\r\n3.安装高度 ：800mm\r\n4.支架：实心砖\r\n5.面板：预制混凝土板，50mm厚\r\n6.面砖饰面（另列）\r\n7.具体做法详见设计图纸","m3","0.872","","","","","",""]
["本页小计","","","","","","","","","","","",""]
[]
["表-08 ","","","","","","","","","","","",""]
["分部分项工程清单与计价表","","","","","","","","","","","",""]
["工程名称：","","雅安交建集团装饰工程\\单项工程1【2楼建筑与装饰工程】","","","","","标段：","","","第3页 共7页","",""]
["序号"," 项目编码 ","","项目名称","项目特征描述","计量\r\n单位","工程量","","金额（元）","","","",""]
["","","","","","","","","综合单价","合价","","其中",""]
["","","","","","","","","","","","定额人工费","暂估价"]
["11","010515001091","","现浇构件钢筋 HPB300级钢筋 直径≤Φ10","1.钢筋种类、规格：HPB300级钢筋 直径≤Φ10\r\n2.钢筋连接：搭接、焊接、机械连接由投标人综合考虑，进入本项综合单价之中，不再单独计量计价\r\n3.弧形构件钢筋由投标人综合考虑，进入本项综合单价之中，不再单独计量计价\r\n4.其他:满足设计及施工验收规范","t","0.34","","","","","",""]
["12","010515001092","","现浇构件钢筋 HRB400级钢筋 直径φ12～φ16","1.钢筋种类、规格：HRB400级钢筋 直径φ12～φ16\r\n2.钢筋连接：搭接、焊接、机械连接由投标人综合考虑，进入本项综合单价之中，不再单独计量计价\r\n3.弧形构件钢筋由投标人综合考虑，进入本项综合单价之中，不再单独计量计价\r\n4.其他:满足设计及施工验收规范","t","0.588","","","","","",""]
["本页小计","","","","","","","","","","","",""]
[]
["表-08 ","","","","","","","","","","","",""]
["分部分项工程清单与计价表","","","","","","","","","","","",""]
["工程名称：","","雅安交建集团装饰工程\\单项工程1【2楼建筑与装饰工程】","","","","","标段：","","","第4页 共7页","",""]
["序号"," 项目编码 ","","项目名称","项目特征描述","计量\r\n单位","工程量","","金额（元）","","","",""]
["","","","","","","","","综合单价","合价","","其中",""]
["","","","","","","","","","","","定额人工费","暂估价"]
["13","010515001093","","砌体拉结筋","1.钢筋种类、规格：HPB300级钢筋 直径≤Φ10\r\n2.钢筋连接：搭接、焊接、机械连接由投标人综合考虑，进入本项综合单价之中，不再单独计量计价\r\n3.弧形构件钢筋由投标人综合考虑，进入本项综合单价之中，不再单独计量计价\r\n4.其他:满足设计及施工验收规范","t","0.093","","","","","",""]
[" "," ","","分部小计"," "," "," ","","","","","",""]
[" "," ","","0109 屋面及防水工程 ",""," "," ","","","","","",""]
["14","010903001094","","墙面卷材防水（卫生间）","1.卷材品种、规格、厚度 ：1.55mm厚聚乙烯丙纶卷材\r\n2.防水高度：900mm","m2","29.313","","","","","",""]
["15","010904001095","","地面卷材防水（卫生间）","1.卷材品种、规格、厚度 ：1.55mm厚聚乙烯丙纶卷材","m2","20.88","","","","","",""]
[" "," ","","分部小计"," "," "," ","","","","","",""]
[" "," ","","0111 楼地面装饰工程 ",""," "," ","","","","","",""]
["16","011101006096","","地面砂浆找平层","1.水泥砂浆找平3-5cm，若超出5cm需做2次找平处理，表面纯水泥浆光面1遍","m2","384.01","","","","","",""]
["本页小计","","","","","","","","","","","",""]
[]
["表-08 ","","","","","","","","","","","",""]
["分部分项工程清单与计价表","","","","","","","","","","","",""]
["工程名称：","","雅安交建集团装饰工程\\单项工程1【2楼建筑与装饰工程】","","","","","标段：","","","第5页 共7页","",""]
["序号"," 项目编码 ","","项目名称","项目特征描述","计量\r\n单位","工程量","","金额（元）","","","",""]
["","","","","","","","","综合单价","合价","","其中",""]
["","","","","","","","","","","","定额人工费","暂估价"]
["17","011102003097","","地砖楼地面600*600","1.找平层厚度、砂浆配合比 ：水泥砂浆1：2\r\n2.地砖楼地面600*600(甲供)","m2","112.79","","","","","",""]
["18","011102003098","","防滑地砖300*300（卫生间）","1.找平层厚度、砂浆配合比 ：水泥砂浆1：2\r\n2.防滑地砖300*300(甲供)","m2","20.88","","","","","",""]
[" "," ","","分部小计"," "," "," ","","","","","",""]
[" "," ","","0112 墙、柱面装饰与隔断、幕墙工程 ",""," "," ","","","","","",""]
["19","011204003099","","墙砖300*450（卫生间）","1.墙体类型：综合\r\n2.面层材料品种、规格、品牌、颜色：墙砖300mm×450mm(甲供)","m2","39.084","","","","","",""]
["20","011204003100","","面砖饰面（工作台上方）","1.墙体类型 ：综合\r\n2.面层材料品种、规格、颜色 ：面砖(甲供)","m2","36.828","","","","","",""]
["21","011204003101","","面砖饰面（操作台）","1.墙体类型 ：综合\r\n2.面层材料品种、规格、颜色 ：面砖(甲供)","m2","81.614","","","","","",""]
["22","011207001102","","墙面硬包","1.墙体类型：综合\r\n2.墙面硬包，具体做法详见设计图纸","m2","10.44","","","","","",""]
["本页小计","","","","","","","","","","","",""]
[]
["表-08 ","","","","","","","","","","","",""]
["分部分项工程清单与计价表","","","","","","","","","","","",""]
["工程名称：","","雅安交建集团装饰工程\\单项工程1【2楼建筑与装饰工程】","","","","","标段：","","","第6页 共7页","",""]
["序号"," 项目编码 ","","项目名称","项目特征描述","计量\r\n单位","工程量","","金额（元）","","","",""]
["","","","","","","","","综合单价","合价","","其中",""]
["","","","","","","","","","","","定额人工费","暂估价"]
["23","011210005103","","卫生间成品隔断","1.隔断材料品种、规格、颜色 ：详设计图纸\r\n2.卫生间成品隔断\r\n3.具体做法详见设计图纸\r\n\r\n","m2","13.842","","","","","",""]
[" "," ","","分部小计"," "," "," ","","","","","",""]
[" "," ","","0113 天棚工程 ",""," "," ","","","","","",""]
["24","011302001104","","硅钙板吊顶600*600","1.硅钙板吊顶600*600\r\n2.吊顶部位详见设计图\r\n3.其余详见设计说明","m2","496.8","","","","","",""]
["25","011302001105","","铝合金吊顶300*300","1.铝合金吊顶\r\n2.吊顶部位详见设计图\r\n3.其余详见设计说明","m2","19.31","","","","","",""]
["26","011302001106","","纸面石膏板吊顶\r\n","1.纸面石膏板吊顶\r\n2.吊顶部位详见设计图\r\n3.其余详见设计说明","m2","88.76","","","","","",""]
[" "," ","","分部小计"," "," "," ","","","","","",""]
[" "," ","","0114 油漆、涂料、裱糊工程 ",""," "," ","","","","","",""]
["本页小计","","","","","","","","","","","",""]
[]
["表-08 ","","","","","","","","","","","",""]
["分部分项工程清单与计价表","","","","","","","","","","","",""]
["工程名称：","","雅安交建集团装饰工程\\单项工程1【2楼建筑与装饰工程】","","","","","标段：","","","第7页 共7页","",""]
["序号"," 项目编码 ","","项目名称","项目特征描述","计量\r\n单位","工程量","","金额（元）","","","",""]
["","","","","","","","","综合单价","合价","","其中",""]
["","","","","","","","","","","","定额人工费","暂估价"]
["27","011406001107","","乳胶漆","1.基层类型：墙面一般抹灰面\r\n2.腻子种类：环保腻子膏(甲供)\r\n3.刮腻子要求：清理基层，修补，砂纸打磨；2遍刮腻子\r\n4.油漆品种、刷漆遍数：白色乳胶漆一底一面\r\n5.乳胶漆底漆、面漆","m2","1738.156","","","","","",""]
["28","011406001108","","环氧树脂地坪漆","1.基层类型 ：水泥砂浆找平3-5cm，若超出5cm需做2次找平处理，表面纯水泥浆光面1遍（另列）\r\n2.环氧树脂漆(甲供)2-3遍","m2","384.01","","","","","",""]
["29","011408001109","","墙纸","1.墙纸(甲供)\r\n","m2","6.989","","","","","",""]
[" "," ","","分部小计"," "," "," ","","","","","",""]
[" "," ","","0115 其他装饰工程 ",""," "," ","","","","","",""]
["30","011502001110","","古铜色不锈钢条","1.基层类型 ：综合\r\n2.线条材料品种、规格、颜色 ：古铜色不锈钢条\r\n3.满足设计要求","m","8.8","","","","","",""]
["31","011505001111","","黑金沙花岗石洗面台","1.20mm厚黑金沙花岗石洗面台","m2","2.54","","","","","",""]
[" "," ","","分部小计"," "," "," ","","","","","",""]
["","","","","","","","","","","","",""]
["本页小计","","","","","","","","","","","",""]
["合    计","","","","","","","","","","","",""]
[]
["表-08 ","","","","","","","","","","","",""]

{"sheet":"F.1.2 单价措施项目清单计价表(表-08)【2楼建筑与装~","index":12,"n_rows":115,"n_cols":13,"rows_kept":115,"merged":[[0,0,0,12],[1,0,1,1],[1,2,1,6],[1,7,1,9],[1,10,1,12],[2,0,4,0],[2,1,4,2],[2,1,4,2],[2,3,4,3],[2,4,4,4],[2,5,4,5],[2,6,4,7],[2,6,4,7],[2,8,2,12],[3,8,4,8],[3,9,4,10],[3,9,4,10],[3,11,3,12],[5,1,5,2],[5,6,5,7],[5,9,5,10],[6,1,6,2],[6,6,6,7],[6,9,6,10],[7,1,7,2],[7,6,7,7],[7,9,7,10],[8,1,8,2],[8,6,8,7],[8,9,8,10],[9,1,9,2],[9,6,9,7],[9,9,9,10],[10,1,10,2],[10,6,10,7],[10,9,10,10],[11,1,11,2],[11,6,11,7],[11,9,11,10],[12,1,12,2],[12,6,12,7],[12,9,12,10],[13,1,13,2],[13,6,13,7],[13,9,13,10],[14,1,14,2],[14,6,14,7],[14,9,14,10],[15,1,15,2],[15,6,15,7],[15,9,15,10],[16,0,16,8],[16,9,16,10],[18,0,18,12],[19,0,19,12],[20,0,20,1],[20,2,20,6],[20,7,20,9],[20,10,20,12],[21,0,23,0],[21,1,23,2],[21,1,23,2],[21,3,23,3],[21,4,23,4],[21,5,23,5],[21,6,23,7],[21,6,23,7],[21,8,21,12],[22,8,23,8],[22,9,23,10],[22,9,23,10],[22,11,22,12],[24,1,24,2],[24,6,24,7],[24,9,24,10],[25,1,25,2],[25,6,25,7],[25,9,25,10],[26,1,26,2],[26,6,26,7],[26,9,26,10],[27,1,27,2],[27,6,27,7],[27,9,27,10],[28,1,28,2],[28,6,28,7],[28,9,28,10],[29,1,29,2],[29,6,29,7],[29,9,29,10],[30,1,30,2],[30,6,30,7],[30,9,30,10],[31,1,31,2],[31,6,31,7],[31,9,31,10],[32,1,32,2],[32,6,32,7],[32,9,32,10],[33,1,33,2],[33,6,33,7],[33,9,33,10],[34,1,34,2],[34,6,34,7],[34,9,34,10],[35,1,35,2],[35,6,35,7],[35,9,35,10],[36,1,36,2],[36,6,36,7],[36,9,36,10],[37,1,37,2],[37,6,37,7],[37,9,37,10],[38,1,38,2],[38,6,38,7],[38,9,38,10],[39,1,39,2],[39,6,39,7],[39,9,39,10],[40,0,40,8],[40,9,40,10],[42,0,42,12],[43,0,43,12],[44,0,44,1],[44,2,44,6],[44,7,44,9],[44,10,44,12],[45,0,47,0],[45,1,47,2],[45,1,47,2],[45,3,47,3],[45,4,47,4],[45,5,47,5],[45,6,47,7],[45,6,47,7],[45,8,45,12],[46,8,47,8],[46,9,47,10],[46,9,47,10],[46,11,46,12],[48,1,48,2],[48,6,48,7],[48,9,48,10],[49,1,49,2],[49,6,49,7],[49,9,49,10],[50,1,50,2],[50,6,50,7],[50,9,50,10],[51,1,51,2],[51,6,51,7],[51,9,51,10],[52,1,52,2],[52,6,52,7],[52,9,52,10],[53,1,53,2],[53,6,53,7],[53,9,53,10],[54,1,54,2],[54,6,54,7],[54,9,54,10],[55,1,55,2],[55,6,55,7],[55,9,55,10],[56,1,56,2],[56,6,56,7],[56,9,56,10],[57,1,57,2],[57,6,57,7],[57,9,57,10],[58,1,58,2],[58,6,58,7],[58,9,58,10],[59,1,59,2],[59,6,59,7],[59,9,59,10],[60,1,60,2],[60,6,60,7],[60,9,60,10],[61,1,61,2],[61,6,61,7],[61,9,61,10],[62,1,62,2],[62,6,62,7],[62,9,62,10],[63,1,63,2],[63,6,63,7],[63,9,63,10],[64,1,64,2],[64,6,64,7],[64,9,64,10],[65,1,65,2],[65,6,65,7],[65,9,65,10],[66,0,66,8],[66,9,66,10],[68,0,68,12],[69,0,69,12],[70,0,70,1],[70,2,70,6],[70,7,70,9],[70,10,70,12],[71,0,73,0],[71,1,73,2],[71,1,73,2],[71,3,73,3],[71,4,73,4],[71,5,73,5],[71,6,73,7],[71,6,73,7],[71,8,71,12],[72,8,73,8],[72,9,73,10],[72,9,73,10],[72,11,72,12],[74,1,74,2],[74,6,74,7],[74,9,74,10],[75,1,75,2],[75,6,75,7],[75,9,75,10],[76,1,76,2],[76,6,76,7],[76,9,76,10],[77,1,77,2],[77,6,77,7],[77,9,77,10],[78,1,78,2],[78,6,78,7],[78,9,78,10],[79,1,79,2],[79,6,79,7],[79,9,79,10],[80,1,80,2],[80,6,80,7],[80,9,80,10],[81,1,81,2],[81,6,81,7],[81,9,81,10],[82,1,82,2],[82,6,82,7],[82,9,82,10],[83,1,83,2],[83,6,83,7],[83,9,83,10],[84,0,84,8],[84,9,84,10],[86,0,86,12],[87,0,87,12],[88,0,88,1],[88,2,88,6],[88,7,88,9],[88,10,88,12],[89,0,91,0],[89,1,91,2],[89,1,91,2],[89,3,91,3],[89,4,91,4],[89,5,91,5],[89,6,91,7],[89,6,91,7],[89,8,89,12],[90,8,91,8],[90,9,91,10],[90,9,91,10],[90,11,90,12],[92,1,92,2],[92,6,92,7],[92,9,92,10],[93,1,93,2],[93,6,93,7],[93,9,93,10],[94,1,94,2],[94,6,94,7],[94,9,94,10],[95,1,95,2],[95,6,95,7],[95,9,95,10],[96,1,96,2],[96,6,96,7],[96,9,96,10],[97,1,97,2],[97,6,97,7],[97,9,97,10],[98,1,98,2],[98,6,98,7],[98,9,98,10],[99,1,99,2],[99,6,99,7],[99,9,99,10],[100,1,100,2],[100,6,100,7],[100,9,100,10],[101,1,101,2],[101,6,101,7],[101,9,101,10],[102,1,102,2],[102,6,102,7],[102,9,102,10],[103,1,103,2],[103,6,103,7],[103,9,103,10],[104,1,104,2],[104,6,104,7],[104,9,104,10],[105,1,105,2],[105,6,105,7],[105,9,105,10],[106,1,106,2],[106,6,106,7],[106,9,106,10],[107,1,107,2],[107,6,107,7],[107,9,107,10],[108,1,108,2],[108,6,108,7],[108,9,108,10],[109,1,109,2],[109,6,109,7],[109,9,109,10],[110,1,110,2],[110,6,110,7],[110,9,110,10],[111,0,111,8],[111,9,111,10],[112,0,112,8],[112,9,112,10],[114,0,114,12]],"flags":["formulas_cached_only"]}
["单价措施项目清单与计价表","","","","","","","","","","","",""]
["工程名称：","","雅安交建集团装饰工程\\单项工程1【2楼建筑与装饰工程】","","","","","标段：","","","第1页共5页","",""]
["序号"," 项目编码 ","","项目名称","项目特征描述","计量\r\n单位","工程量","","金额（元）","","","",""]
["","","","","","","","","综合单价","合价","","其中",""]
["","","","","","","","","","","","定额人工费","暂估价"]
[" "," ","","脚手架工程"," "," "," ","","","","","",""]
["1","011701001001","","综合脚手架","1．建筑结构形式 \r\n2．檐口高度","m2"," ","","","","","",""]
["2","011701002001","","外脚手架","1．搭设方式 \r\n2．搭设高度 \r\n3．脚手架材质","m2"," ","","","","","",""]
["3","011701003001","","里脚手架","1．搭设方式 \r\n2．搭设高度 \r\n3．脚手架材质","m2"," ","","","","","",""]
["4","011701004001","","悬空脚手架","1．搭设方式 \r\n2．悬挑宽度 \r\n3．脚手架材质","m2"," ","","","","","",""]
["5","011701005001","","挑脚手架","1．搭设方式 \r\n2．悬挑宽度 \r\n3．脚手架材质","m"," ","","","","","",""]
["6","011701006001","","满堂脚手架","1．搭设方式 \r\n2. 搭设高度 \r\n3．脚手架材质","m2"," ","","","","","",""]
["7","011701007001","","整体提升架","1．搭设方式及启动装置 \r\n2. 搭设高度","m2"," ","","","","","",""]
["8","011701008001","","外装饰吊篮","1．升降方式及启动装置 \r\n2. 搭设高度及吊篮型号","m2"," ","","","","","",""]
[" "," ","","小计"," "," "," ","","","","","",""]
[" "," ","","混凝土模板及支架（撑 ）"," "," "," ","","","","","",""]
["本页小计","","","","","","","","","","","",""]
[]
["表-08 ","","","","","","","","","","","",""]
["单价措施项目清单与计价表","","","","","","","","","","","",""]
["工程名称：","","雅安交建集团装饰工程\\单项工程1【2楼建筑与装饰工程】","","","","","标段：","","","第2页共5页","",""]
["序号"," 项目编码 ","","项目名称","项目特征描述","计量\r\n单位","工程量","","金额（元）","","","",""]
["","","","","","","","","综合单价","合价","","其中",""]
["","","","","","","","","","","","定额人工费","暂估价"]
["9","011702001001","","基础","基础类型","m2"," ","","","","","",""]
["10","011702002001","","矩形柱","基础类型","m2"," ","","","","","",""]
["11","011702003001","","构造柱","基础类型","m2"," ","","","","","",""]
["12","011702004001","","异形柱","柱截面形状","m2"," ","","","","","",""]
["13","011702005001","","基础梁","梁截面形状","m2"," ","","","","","",""]
["14","011702006001","","矩形梁","支撑高度","m2"," ","","","","","",""]
["15","011702007001","","异形梁","1.梁截面形状 \r\n2.支撑高度","m2"," ","","","","","",""]
["16","011702008001","","圈梁","1.梁截面形状 \r\n2.支撑高度","m2"," ","","","","","",""]
["17","011702009001","","过梁","1.梁截面形状 \r\n2.支撑高度","m2"," ","","","","","",""]
["18","011702010001","","弧形、拱形梁","1.梁截面形状 \r\n2.支撑高度","m2"," ","","","","","",""]
["19","011702011001","","直形墙","1.梁截面形状 \r\n2.支撑高度","m2"," ","","","","","",""]
["20","011702012001","","弧形墙","1.梁截面形状 \r\n2.支撑高度","m2"," ","","","","","",""]
["21","011702013001","","短肢剪力墙、电梯井壁","1.梁截面形状 \r\n2.支撑高度","m2"," ","","","","","",""]
["22","011702014001","","有梁板","支撑高度","m2"," ","","","","","",""]
["23","011702015001","","无梁板","支撑高度","m2"," ","","","","","",""]
["24","011702016001","","平板","支撑高度","m2"," ","","","","","",""]
["本页小计","","","","","","","","","","","",""]
[]
["表-08 ","","","","","","","","","","","",""]
["单价措施项目清单与计价表","","","","","","","","","","","",""]
["工程名称：","","雅安交建集团装饰工程\\单项工程1【2楼建筑与装饰工程】","","","","","标段：","","","第3页共5页","",""]
["序号"," 项目编码 ","","项目名称","项目特征描述","计量\r\n单位","工程量","","金额（元）","","","",""]
["","","","","","","","","综合单价","合价","","其中",""]
["","","","","","","","","","","","定额人工费","暂估价"]
["25","011702017001","","拱板","支撑高度","m2"," ","","","","","",""]
["26","011702018001","","薄壳板","支撑高度","m2"," ","","","","","",""]
["27","011702019001","","空心板","支撑高度","m2"," ","","","","","",""]
["28","011702020001","","其它板","支撑高度","m2"," ","","","","","",""]
["29","011702021001","","栏板","支撑高度","m2"," ","","","","","",""]
["30","011702022001","","天沟、檐沟","构件类型","m2"," ","","","","","",""]
["31","011702023001","","雨篷、悬挑板、阳台板","1.构件类型 \r\n2.板厚度","m2"," ","","","","","",""]
["32","011702024001","","楼梯","类型","m2"," ","","","","","",""]
["33","011702025001","","其它现浇构件","构件类型","m2"," ","","","","","",""]
["34","011702026001","","电缆沟、地沟","1.沟类型 \r\n2.沟截面","m2"," ","","","","","",""]
["35","011702027001","","台阶","台阶踏步宽","m2"," ","","","","","",""]
["36","011702028001","","扶手","扶手断面尺寸","m2"," ","","","","","",""]
["37","011702029001","","散水","扶手断面尺寸","m2"," ","","","","","",""]
["38","011702030001","","后浇带","后浇带部位","m2"," ","","","","","",""]
["39","011702031001","","化粪池","1.化粪池部位 \r\n2.化粪池规格","m2"," ","","","","","",""]
["40","011702032001","","检查井","1.检查井部位 \r\n2.检查井规格","m2"," ","","","","","",""]
[" "," ","","小计"," "," "," ","","","","","",""]
[" "," ","","垂直运输"," "," "," ","","","","","",""]
["本页小计","","","","","","","","","","","",""]
[]
["表-08 ","","","","","","","","","","","",""]
["单价措施项目清单与计价表","","","","","","","","","","","",""]
["工程名称：","","雅安交建集团装饰工程\\单项工程1【2楼建筑与装饰工程】","","","","","标段：","","","第4页共5页","",""]
["序号"," 项目编码 ","","项目名称","项目特征描述","计量\r\n单位","工程量","","金额（元）","","","",""]
["","","","","","","","","综合单价","合价","","其中",""]
["","","","","","","","","","","","定额人工费","暂估价"]
["41","011703001001","","垂直运输","1. 建筑物建筑类型及结构形式 \r\n2. 地下室建筑面积 \r\n3. 建筑物檐口高度、层数","m2|天"," ","","","","","",""]
[" "," ","","小计"," "," "," ","","","","","",""]
[" "," ","","超高施工增加"," "," "," ","","","","","",""]
["42","011704001001","","超高施工增加","1. 建筑物建筑类型及结构形式 \r\n2. 建筑物檐口高度、层数 \r\n3.单层建筑物檐口高度超过20m，多层建筑物超过6层部分的建筑面积","m2"," ","","","","","",""]
[" "," ","","小计"," "," "," ","","","","","",""]
[" "," ","","大型机械设备进出场及安拆"," "," "," ","","","","","",""]
["43","011705001001","","大型机械设备进出场及安拆","1.机械设备名称 \r\n2.机械设备规格型号","台次"," ","","","","","",""]
[" "," ","","小计"," "," "," ","","","","","",""]
[" "," ","","施工排水、降水"," "," "," ","","","","","",""]
["44","011706001001","","成井","1.成井方式 \r\n2.地层情况 \r\n3.成井直径 \r\n4.井（滤）管类型、直径","m"," ","","","","","",""]
["本页小计","","","","","","","","","","","",""]
[]
["表-08 ","","","","","","","","","","","",""]
["单价措施项目清单与计价表","","","","","","","","","","","",""]
["工程名称：","","雅安交建集团装饰工程\\单项工程1【2楼建筑与装饰工程】","","","","","标段：","","","第5页共5页","",""]
["序号"," 项目编码 ","","项目名称","项目特征描述","计量\r\n单位","工程量","","金额（元）","","","",""]
["","","","","","","","","综合单价","合价","","其中",""]
["","","","","","","","","","","","定额人工费","暂估价"]
["45","011706002001","","排水、降水","1.机械规格型号 \r\n2.降排水管规格","昼夜"," ","","","","","",""]
[" "," ","","小计"," "," "," ","","","","","",""]
["","","","","","","","","","","","",""]
["","","","","","","","","","","","",""]
["","","","","","","","","","","","",""]
["","","","","","","","","","","","",""]
["","","","","","","","","","","","",""]
["","","","","","","","","","","","",""]
["","","","","","","","","","","","",""]
["","","","","","","","","","","","",""]
["","","","","","","","","","","","",""]
["","","","","","","","","","","","",""]
["","","","","","","","","","","","",""]
["","","","","","","","","","","","",""]
["","","","","","","","","","","","",""]
["","","","","","","","","","","","",""]
["","","","","","","","","","","","",""]
["","","","","","","","","","","","",""]
["","","","","","","","","","","","",""]
["本页小计","","","","","","","","","","","",""]
["合    计","","","","","","","","","","","",""]
[]
["表-08 ","","","","","","","","","","","",""]

{"sheet":"F.4 总价措施项目清单计价表(表-11)【2楼建筑与装饰工~","index":13,"n_rows":41,"n_cols":9,"rows_kept":41,"merged":[[0,0,0,8],[1,1,1,3],[1,4,1,6],[1,7,1,8],[15,0,15,8],[16,0,16,8],[17,0,17,8],[18,1,18,3],[18,4,18,6],[18,7,18,8],[37,0,37,4],[39,0,39,8],[40,0,40,8]],"flags":["formulas_cached_only"]}
["总价措施项目清单计价表","","","","","","","",""]
["工程名称：","雅安交建集团装饰工程\\单项工程1【2楼建筑与装饰工程】","","","标段：","","","第1页 共2页",""]
["序号"," 项目编码","项目名称","计算基础","费率\r\n（%）","金额\r\n（元）","调整费率\r\n(%)","调整后\r\n金额(元)","备注"]
["1","011707001001","安全文明施工"," "," ","","",""," "]
["1.1","①","环境保护","分部分项工程量清单项目定额人工费+单价措施项目定额人工费","0.52","","",""," "]
["1.2","②","文明施工","分部分项工程量清单项目定额人工费+单价措施项目定额人工费","2.74","","",""," "]
["1.3","③","安全施工","分部分项工程量清单项目定额人工费+单价措施项目定额人工费","4.72","","",""," "]
["1.4","④","临时设施","分部分项工程量清单项目定额人工费+单价措施项目定额人工费","7.52","","",""," "]
["2","011707002001","夜间施工"," "," ","","",""," "]
["3","011707003001","非夜间施工照明"," "," ","","",""," "]
["4","011707004001","二次搬运"," "," ","","",""," "]
["5","011707005001","冬雨季施工"," "," ","","",""," "]
["6","011707006001","地上、地下设施、建筑物的临时保护设施"," "," ","","",""," "]
["7","011707007001","已完工程及设备保护"," "," ","","",""," "]
[]
["注：按施工方案计算的措施费，若无“计算基础”和“费率”的数值，也可只填“金额”数值，但应在备注栏说明施工方案出处或计算方法。用于投标报价时，“调整费率”及“调整后的金额”无需填写。 ","","","","","","","",""]
["表-11","","","","","","","",""]
["总价措施项目清单计价表","","","","","","","",""]
["工程名称：","雅安交建集团装饰工程\\单项工程1【2楼建筑与装饰工程】","","","标段：","","","第2页 共2页",""]
["序号"," 项目编码","项目名称","计算基础","费率\r\n（%）","金额\r\n（元）","调整费率\r\n(%)","调整后\r\n金额(元)","备注"]
["8","011707008001","工程定位复测费"," "," ","","",""," "]
["","","","","","","","",""]
["","","","","","","","",""]
["","","","","","","","",""]
["","","","","","","","",""]
["","","","","","","","",""]
["","","","","","","","",""]
["","","","","","","","",""]
["","","","","","","","",""]
["","","","","","","","",""]
["","","","","","","","",""]
["","","","","","","","",""]
["","","","","","","","",""]
["","","","","","","","",""]
["","","","","","","","",""]
["","","","","","","","",""]
["","","","","","","","",""]
["合计","","","","","","","",""]
[]
["注：按施工方案计算的措施费，若无“计算基础”和“费率”的数值，也可只填“金额”数值，但应在备注栏说明施工方案出处或计算方法。用于投标报价时，“调整费率”及“调整后的金额”无需填写。 ","","","","","","","",""]
["表-11","","","","","","","",""]

{"sheet":"H 规费、税金项目清单计价表(表-13)【2楼建筑与装饰工程】","index":14,"n_rows":19,"n_cols":6,"rows_kept":19,"merged":[[0,0,0,5],[1,1,1,2],[1,3,1,4],[16,0,16,3],[18,0,18,5]],"flags":["formulas_cached_only"]}
["规费、税金项目计价表","","","","",""]
["工程名称：","雅安交建集团装饰工程\\单项工程1【2楼建筑与装饰工程】","","标段：","","第1页 共1页"]
["序号","项目名称","计算基础","计算基数","计算费率（%）","   金额(元)"]
["1","规费","分部分项清单定额人工费+单价措施项目清单定额人工费","","",""]
["1.1","社会保险费","分部分项清单定额人工费+单价措施项目清单定额人工费","","",""]
["(1)","养老保险费","分部分项清单定额人工费+单价措施项目清单定额人工费","","",""]
["(2)","失业保险费","分部分项清单定额人工费+单价措施项目清单定额人工费","","",""]
["(3)","医疗保险费","分部分项清单定额人工费+单价措施项目清单定额人工费","","",""]
["(4)","工伤保险费","分部分项清单定额人工费+单价措施项目清单定额人工费","","",""]
["(5)","生育保险费","分部分项清单定额人工费+单价措施项目清单定额人工费","","",""]
["1.2","住房公积金","分部分项清单定额人工费+单价措施项目清单定额人工费","","",""]
["1.3","工程排污费","按工程所在地环境保护部门收取标准，按实计入","","",""]
["2","销项增值税额","分部分项工程费+措施项目费+其他项目费+规费+创优质工程奖补偿奖励费-按规定不计税的工程设备金额-除税甲供材料（设备）设备费","","",""]
["","","","","",""]
["","","","","",""]
["","","","","",""]
["合  计","","","","",""]
[]
["表-13 ","","","","",""]

{"sheet":"F.1.1 分部分项工程清单计价表(表-08)【2楼安装工程】","index":15,"n_rows":116,"n_cols":13,"rows_kept":116,"merged":[[0,0,0,12],[1,0,1,1],[1,2,1,6],[1,7,1,9],[1,10,1,12],[2,0,4,0],[2,1,4,2],[2,1,4,2],[2,3,4,3],[2,4,4,4],[2,5,4,5],[2,6,4,7],[2,6,4,7],[2,8,2,12],[3,8,4,8],[3,9,4,10],[3,9,4,10],[3,11,3,12],[5,1,5,2],[5,3,5,4],[5,6,5,7],[5,9,5,10],[6,1,6,2],[6,3,6,4],[6,6,6,7],[6,9,6,10],[7,1,7,2],[7,6,7,7],[7,9,7,10],[8,1,8,2],[8,6,8,7],[8,9,8,10],[9,1,9,2],[9,6,9,7],[9,9,9,10],[10,1,10,2],[10,6,10,7],[10,9,10,10],[11,0,11,8],[11,9,11,10],[13,0,13,12],[14,0,14,12],[15,0,15,1],[15,2,15,6],[15,7,15,9],[15,10,15,12],[16,0,18,0],[16,1,18,2],[16,1,18,2],[16,3,18,3],[16,4,18,4],[16,5,18,5],[16,6,18,7],[16,6,18,7],[16,8,16,12],[17,8,18,8],[17,9,18,10],[17,9,18,10],[17,11,17,12],[19,1,19,2],[19,6,19,7],[19,9,19,10],[20,1,20,2],[20,6,20,7],[20,9,20,10],[21,1,21,2],[21,6,21,7],[21,9,21,10],[22,1,22,2],[22,6,22,7],[22,9,22,10],[23,1,23,2],[23,6,23,7],[23,9,23,10],[24,1,24,2],[24,6,24,7],[24,9,24,10],[25,0,25,8],[25,9,25,10],[27,0,27,12],[28,0,28,12],[29,0,29,1],[29,2,29,6],[29,7,29,9],[29,10,29,12],[30,0,32,0],[30,1,32,2],[30,1,32,2],[30,3,32,3],[30,4,32,4],[30,5,32,5],[30,6,32,7],[30,6,32,7],[30,8,30,12],[31,8,32,8],[31,9,32,10],[31,9,32,10],[31,11,31,12],[33,1,33,2],[33,6,33,7],[33,9,33,10],[34,1,34,2],[34,6,34,7],[34,9,34,10],[35,1,35,2],[35,6,35,7],[35,9,35,10],[36,1,36,2],[36,6,36,7],[36,9,36,10],[37,1,37,2],[37,3,37,4],[37,6,37,7],[37,9,37,10],[38,0,38,8],[38,9,38,10],[40,0,40,12],[41,0,41,12],[42,0,42,1],[42,2,42,6],[42,7,42,9],[42,10,42,12],[43,0,45,0],[43,1,45,2],[43,1,45,2],[43,3,45,3],[43,4,45,4],[43,5,45,5],[43,6,45,7],[43,6,45,7],[43,8,43,12],[44,8,45,8],[44,9,45,10],[44,9,45,10],[44,11,44,12],[46,1,46,2],[46,6,46,7],[46,9,46,10],[47,1,47,2],[47,6,47,7],[47,9,47,10],[48,1,48,2],[48,6,48,7],[48,9,48,10],[49,0,49,8],[49,9,49,10],[51,0,51,12],[52,0,52,12],[53,0,53,1],[53,2,53,6],[53,7,53,9],[53,10,53,12],[54,0,56,0],[54,1,56,2],[54,1,56,2],[54,3,56,3],[54,4,56,4],[54,5,56,5],[54,6,56,7],[54,6,56,7],[54,8,54,12],[55,8,56,8],[55,9,56,10],[55,9,56,10],[55,11,55,12],[57,1,57,2],[57,6,57,7],[57,9,57,10],[58,1,58,2],[58,6,58,7],[58,9,58,10],[59,0,59,8],[59,9,59,10],[61,0,61,12],[62,0,62,12],[63,0,63,1],[63,2,63,6],[63,7,63,9],[63,10,63,12],[64,0,66,0],[64,1,66,2],[64,1,66,2],[64,3,66,3],[64,4,66,4],[64,5,66,5],[64,6,66,7],[64,6,66,7],[64,8,64,12],[65,8,66,8],[65,9,66,10],[65,9,66,10],[65,11,65,12],[67,1,67,2],[67,6,67,7],[67,9,67,10],[68,1,68,2],[68,6,68,7],[68,9,68,10],[69,1,69,2],[69,6,69,7],[69,9,69,10],[70,0,70,8],[70,9,70,10],[72,0,72,12],[73,0,73,12],[74,0,74,1],[74,2,74,6],[74,7,74,9],[74,10,74,12],[75,0,77,0],[75,1,77,2],[75,1,77,2],[75,3,77,3],[75,4,77,4],[75,5,77,5],[75,6,77,7],[75,6,77,7],[75,8,75,12],[76,8,77,8],[76,9,77,10],[76,9,77,10],[76,11,76,12],[78,1,78,2],[78,6,78,7],[78,9,78,10],[79,1,79,2],[79,6,79,7],[79,9,79,10],[80,1,80,2],[80,3,80,4],[80,6,80,7],[80,9,80,10],[81,1,81,2],[81,6,81,7],[81,9,81,10],[82,1,82,2],[82,6,82,7],[82,9,82,10],[83,1,83,2],[83,6,83,7],[83,9,83,10],[84,0,84,8],[84,9,84,10],[86,0,86,12],[87,0,87,12],[88,0,88,1],[88,2,88,6],[88,7,88,9],[88,10,88,12],[89,0,91,0],[89,1,91,2],[89,1,91,2],[89,3,91,3],[89,4,91,4],[89,5,91,5],[89,6,91,7],[89,6,91,7],[89,8,89,12],[90,8,91,8],[90,9,91,10],[90,9,91,10],[90,11,90,12],[92,1,92,2],[92,6,92,7],[92,9,92,10],[93,1,93,2],[93,6,93,7],[93,9,93,10],[94,1,94,2],[94,6,94,7],[94,9,94,10],[95,1,95,2],[95,6,95,7],[95,9,95,10],[96,1,96,2],[96,6,96,7],[96,9,96,10],[97,0,97,8],[97,9,97,10],[99,0,99,12],[100,0,100,12],[101,0,101,1],[101,2,101,6],[101,7,101,9],[101,10,101,12],[102,0,104,0],[102,1,104,2],[102,1,104,2],[102,3,104,3],[102,4,104,4],[102,5,104,5],[102,6,104,7],[102,6,104,7],[102,8,102,12],[103,8,104,8],[103,9,104,10],[103,9,104,10],[103,11,103,12],[105,1,105,2],[105,6,105,7],[105,9,105,10],[106,1,106,2],[106,6,106,7],[106,9,106,10],[107,1,107,2],[107,6,107,7],[107,9,107,10],[108,1,108,2],[108,6,108,7],[108,9,108,10],[109,1,109,2],[109,6,109,7],[109,9,109,10],[110,1,110,2],[110,6,110,7],[110,9,110,10],[111,1,111,2],[111,6,111,7],[111,9,111,10],[112,0,112,8],[112,9,112,10],[113,0,113,8],[113,9,113,10],[115,0,115,12]],"flags":["formulas_cached_only"]}
["分部分项工程清单与计价表","","","","","","","","","","","",""]
["工程名称：","","雅安交建集团装饰工程\\单项工程1【2楼安装工程】","","","","","标段：","","","第1页 共9页","",""]
["序号"," 项目编码 ","","项目名称","项目特征描述","计量\r\n单位","工程量","","金额（元）","","","",""]
["","","","","","","","","综合单价","合价","","其中",""]
["","","","","","","","","","","","定额人工费","暂估价"]
[" "," ","","0304 2楼装修安装 ",""," "," ","","","","","",""]
[" "," ","","2楼电气工程 ",""," "," ","","","","","",""]
["1","030412001112","","600*600格栅灯","1.名称 ：格栅灯\r\n2.型号 ：按设计要求\r\n3.规格：600*600 \r\n4.安装方式：按设计要求","套","45","","","","","",""]
["2","030412001113","","卫生间方型吸顶灯","1.名称 ：卫生间方型吸顶灯\r\n2.型号 ：按设计要求\r\n3.规格：300*300 \r\n4.安装方式：按设计要求","套","4","","","","","",""]
["3","030412001114","","LED下照式筒灯","1.名称 ：LED下照式筒灯\r\n2.型号 ：按设计要求\r\n3.规格：按设计要求\r\n4.安装方式：按设计要求","套","25","","","","","",""]
["4","030412001115","","楼梯间吸顶灯","1.名称：楼梯间吸顶灯\r\n2.型号、规格：15W(配节能型光源，带不燃密闭透光罩)\r\n3.安装形式：吸顶\r\n4.含灯具安装所需金属软管、软线、长度综合考虑\r\n5.灯头接线(含烫锡)、试亮\r\n6.预留孔洞、打孔洞及混凝土砂浆补孔洞\r\n7.其他:满足规范及设计要求","套","2","","","","","",""]
["本页小计","","","","","","","","","","","",""]
[]
["表-08 ","","","","","","","","","","","",""]
["分部分项工程清单与计价表","","","","","","","","","","","",""]
["工程名称：","","雅安交建集团装饰工程\\单项工程1【2楼安装工程】","","","","","标段：","","","第2页 共9页","",""]
["序号"," 项目编码 ","","项目名称","项目特征描述","计量\r\n单位","工程量","","金额（元）","","","",""]
["","","","","","","","","综合单价","合价","","其中",""]
["","","","","","","","","","","","定额人工费","暂估价"]
["5","030404033116","","卫生间排气扇","1.名称:卫生间排气扇 \r\n2.规格、型号 ：按设计要求\r\n3.安装形式;吸顶安装","台","2","","","","","",""]
["6","030404031117","","单联双控暗开关","1.名称：单联双控暗开关\r\n2.规格：250V 10A\r\n3.安装高度：暗装距地1.3m","个","4","","","","","",""]
["7","030404031118","","暗装单联单控开关","1.名称：暗装单联单控开关\r\n2.规格：250V 10A\r\n3.安装高度：暗装距地1.3m","个","20","","","","","",""]
["8","030404035119","","二极加三极暗插座","1.名称 ：二极加三极暗插座\r\n2.规格/型号: 10A 250V，安全型\r\n3.安装形式;距地0.3m","个","57","","","","","",""]
["9","030411006120","","塑料接线盒","1.名称：接线盒 \r\n2.材质：塑料接线盒\r\n3.规格：86型\r\n4.安装形式：开关盒、插座盒、灯头盒等。\r\n5.其他：满足设计及施工验收规范要求","个","159","","","","","",""]
["10","030411004121","","电气配线  BV-2.5mm2","1.名称 ：配线\r\n2.配线形式 ：管内、桥架内综合考虑 \r\n3.配线型号、规格：铜芯绝缘导线 BV-2.5mm2","m","1768","","","","","",""]
["本页小计","","","","","","","","","","","",""]
[]
["表-08 ","","","","","","","","","","","",""]
["分部分项工程清单与计价表","","","","","","","","","","","",""]
["工程名称：","","雅安交建集团装饰工程\\单项工程1【2楼安装工程】","","","","","标段：","","","第3页 共9页","",""]
["序号"," 项目编码 ","","项目名称","项目特征描述","计量\r\n单位","工程量","","金额（元）","","","",""]
["","","","","","","","","综合单价","合价","","其中",""]
["","","","","","","","","","","","定额人工费","暂估价"]
["11","030411001122","","电气配管 PC20","1.名称：电气配管\r\n2.材质：刚性阻燃塑料管\r\n3.规格：PC20\r\n4.配置形式：暗配、明配、吊顶内敷设等综合考虑\r\n5.接地要求：按设计及规范要求 \r\n6.钢索材质、规格：详设计\r\n7.刨沟槽及恢复处理,支吊架制作、安装","m","686","","","","","",""]
["12","030413002123","","砖墙刨沟 管径≤32mm","1.名称 ：砖墙刨沟 管径≤32mm\r\n2.测位、画线、刨沟、清理、填补。","m","60","","","","","",""]
["13","030502006124","","配线 UTP.4P.cat5e","1.名称：配线\r\n2.配线形式：综合\r\n3.配线型号、规格：UTP.4P.cat5e\r\n4.其他要求：满足设计及相关规范要求","m","200","","","","","",""]
[" "," ","","分部小计"," "," "," ","","","","","",""]
[" "," ","","2楼供排水工程 ",""," "," ","","","","","",""]
["本页小计","","","","","","","","","","","",""]
[]
["表-08 ","","","","","","","","","","","",""]
["分部分项工程清单与计价表","","","","","","","","","","","",""]
["工程名称：","","雅安交建集团装饰工程\\单项工程1【2楼安装工程】","","","","","标段：","","","第4页 共9页","",""]
["序号"," 项目编码 ","","项目名称","项目特征描述","计量\r\n单位","工程量","","金额（元）","","","",""]
["","","","","","","","","综合单价","合价","","其中",""]
["","","","","","","","","","","","定额人工费","暂估价"]
["14","031004003125","","台式洗脸盆","1.材质：台式洗脸盆 陶瓷\r\n2.组装形式：冷热水\r\n3.型号：详见设计 \r\n4.开关：混合冷热水\r\n5.含混水龙头、角阀、金属软管、脸盆等全套安装器件\r\n6.其它要求：满足设计及相关规范要求","组","4","","","","","",""]
["15","031004006126","","蹲式大便器（低水箱）","1.材质：陶瓷\r\n2.组装方式：蹲式  \r\n3.型号、规格：低水箱\r\n5.含大便器、低水箱、角阀、金属软管等全套安装器件\r\n6.其它要求：满足设计及相关规范要求","组","3","","","","","",""]
["16","031004007127","","立式小便器","1.材质 \r\n2.规格、类型 \r\n3.组装形式 \r\n4.附件名称、数量","组","1","","","","","",""]
["本页小计","","","","","","","","","","","",""]
[]
["表-08 ","","","","","","","","","","","",""]
["分部分项工程清单与计价表","","","","","","","","","","","",""]
["工程名称：","","雅安交建集团装饰工程\\单项工程1【2楼安装工程】","","","","","标段：","","","第5页 共9页","",""]
["序号"," 项目编码 ","","项目名称","项目特征描述","计量\r\n单位","工程量","","金额（元）","","","",""]
["","","","","","","","","综合单价","合价","","其中",""]
["","","","","","","","","","","","定额人工费","暂估价"]
["17","031001006128","","PP-R给水管  DN25","1.室内管道管件安装\r\n2.输送介质：冷水\r\n3.材质:PP-R管,采用S5系列  \r\n4.规格: DN25\r\n5.连接方式:热熔连接\r\n6.暗配管道预留凹槽或凿管槽\r\n7.管道冲洗、消毒、试压\r\n8.管道支架制作安装按设计要求\r\n9.其他要求：满足设计及相关规范要求","m","14","","","","","",""]
["18","031001006129","","PP-R给水管  DN20","1.室内管道管件安装\r\n2.输送介质：冷水\r\n3.材质:PP-R管,采用S5系列\r\n4.规格: DN20\r\n5.连接方式:热熔连接\r\n6.暗配管道预留凹槽或凿管槽\r\n7.管道冲洗、消毒、试压\r\n8.管道支架制作安装按设计要求\r\n9.其他要求：满足设计及相关规范要求","m","17","","","","","",""]
["本页小计","","","","","","","","","","","",""]
[]
["表-08 ","","","","","","","","","","","",""]
["分部分项工程清单与计价表","","","","","","","","","","","",""]
["工程名称：","","雅安交建集团装饰工程\\单项工程1【2楼安装工程】","","","","","标段：","","","第6页 共9页","",""]
["序号"," 项目编码 ","","项目名称","项目特征描述","计量\r\n单位","工程量","","金额（元）","","","",""]
["","","","","","","","","综合单价","合价","","其中",""]
["","","","","","","","","","","","定额人工费","暂估价"]
["19","031001006130","","PVC-U硬聚氯乙烯实壁排水塑料管 DN100","1.安装部位:室外\r\n2.输送介质:污水、废水、气体\r\n3.材质:PVC-U硬聚氯乙烯实壁排水塑料管\r\n4.规格: DN100\r\n5.连接方式:粘结连接\r\n6.其它要求：满足设计及相关规范要求","m","6","","","","","",""]
["20","031001006131","","PVC-U硬聚氯乙烯实壁排水塑料管 DN50","1.安装部位:室内\r\n2.输送介质:污水、废水\r\n3.材质:PVC-U硬聚氯乙烯实壁排水塑料管\r\n4.规格: DN50\r\n5.连接方式:粘结连接\r\n6.其它要求：满足设计及相关规范要求","m","20","","","","","",""]
["21","031003001132","","全铜截止阀 DN25","1.全铜截止阀 DN25\r\n2.材质：全铜 \r\n3.规格、压力等级：DN25 \r\n4.连接形式：螺纹连接 \r\n5.其它要求：满足设计及相关规范要求","个","1","","","","","",""]
["本页小计","","","","","","","","","","","",""]
[]
["表-08 ","","","","","","","","","","","",""]
["分部分项工程清单与计价表","","","","","","","","","","","",""]
["工程名称：","","雅安交建集团装饰工程\\单项工程1【2楼安装工程】","","","","","标段：","","","第7页 共9页","",""]
["序号"," 项目编码 ","","项目名称","项目特征描述","计量\r\n单位","工程量","","金额（元）","","","",""]
["","","","","","","","","综合单价","合价","","其中",""]
["","","","","","","","","","","","定额人工费","暂估价"]
["22","031004014133","","地漏 DN50","1.名称：地漏\r\n2.型号、规格：DN50\r\n3.其它要求：满足设计及相关规范要求","个","1","","","","","",""]
[" "," ","","分部小计"," "," "," ","","","","","",""]
[" "," ","","2楼副楼电气工程 ",""," "," ","","","","","",""]
["23","030412001134","","吸顶灯","1.名称：吸顶灯\r\n2.型号、规格：15W(配节能型光源，带不燃密闭透光罩)\r\n3.安装形式：吸顶\r\n4.含灯具安装所需金属软管、软线、长度综合考虑\r\n5.灯头接线(含烫锡)、试亮\r\n6.预留孔洞、打孔洞及混凝土砂浆补孔洞\r\n7.其他:满足规范及设计要求","套","1","","","","","",""]
["24","030412001135","","LED下照式筒灯","1.名称 ：LED下照式筒灯\r\n2.型号 ：按设计要求\r\n3.规格：按设计要求\r\n4.安装方式：按设计要求","套","18","","","","","",""]
["25","030412001136","","LED下照式筒灯 【双头】","1.名称 ：LED下照式筒灯 【双头】\r\n2.型号 ：按设计要求\r\n3.规格：按设计要求\r\n4.安装方式：按设计要求","套","6","","","","","",""]
["本页小计","","","","","","","","","","","",""]
[]
["表-08 ","","","","","","","","","","","",""]
["分部分项工程清单与计价表","","","","","","","","","","","",""]
["工程名称：","","雅安交建集团装饰工程\\单项工程1【2楼安装工程】","","","","","标段：","","","第8页 共9页","",""]
["序号"," 项目编码 ","","项目名称","项目特征描述","计量\r\n单位","工程量","","金额（元）","","","",""]
["","","","","","","","","综合单价","合价","","其中",""]
["","","","","","","","","","","","定额人工费","暂估价"]
["26","030412001137","","LED灯带","1.名称 ：LED灯带\r\n2.型号 ：按设计要求\r\n3.规格：按设计要求\r\n4.安装方式：按设计要求","m","34","","","","","",""]
["27","030404031138","","暗装单联单控开关","1.名称：暗装单联单控开关\r\n2.规格：250V 10A\r\n3.安装高度：暗装距地1.3m","个","4","","","","","",""]
["28","030404035139","","二极加三极暗插座","1.名称 ：二极加三极暗插座\r\n2.规格/型号: 10A 250V，安全型\r\n3.安装形式;距地0.3m","个","38","","","","","",""]
["29","030502012140","","网络插座","1.名称：网络插座\r\n2.规格：详设计(含模块)\r\n3.其他要求：满足设计及相关规范要求","个","11","","","","","",""]
["30","030411006141","","塑料接线盒","1.名称：接线盒 \r\n2.材质：塑料接线盒\r\n3.规格：86型\r\n4.安装形式：开关盒、插座盒、灯头盒等。\r\n5.其他：满足设计及施工验收规范要求","个","78","","","","","",""]
["本页小计","","","","","","","","","","","",""]
[]
["表-08 ","","","","","","","","","","","",""]
["分部分项工程清单与计价表","","","","","","","","","","","",""]
["工程名称：","","雅安交建集团装饰工程\\单项工程1【2楼安装工程】","","","","","标段：","","","第9页 共9页","",""]
["序号"," 项目编码 ","","项目名称","项目特征描述","计量\r\n单位","工程量","","金额（元）","","","",""]
["","","","","","","","","综合单价","合价","","其中",""]
["","","","","","","","","","","","定额人工费","暂估价"]
["31","030411004142","","电气配线  BV-2.5mm2","1.名称 ：配线\r\n2.配线形式 ：管内、桥架内综合考虑 \r\n3.配线型号、规格：铜芯绝缘导线 BV-2.5mm2","m","630","","","","","",""]
["32","030411001143","","电气配管 PC20","1.名称：电气配管\r\n2.材质：刚性阻燃塑料管\r\n3.规格：PC20\r\n4.配置形式：暗配、明配、吊顶内敷设等综合考虑\r\n5.接地要求：按设计及规范要求 \r\n6.钢索材质、规格：详设计\r\n7.刨沟槽及恢复处理,支吊架制作、安装","m","210","","","","","",""]
["33","030413002144","","砖墙刨沟 管径≤32mm","1.名称 ：砖墙刨沟 管径≤32mm\r\n2.测位、画线、刨沟、清理、填补。","m","50","","","","","",""]
[" "," ","","分部小计"," "," "," ","","","","","",""]
[" "," ","","分部小计"," "," "," ","","","","","",""]
["","","","","","","","","","","","",""]
["","","","","","","","","","","","",""]
["本页小计","","","","","","","","","","","",""]
["合    计","","","","","","","","","","","",""]
[]
["表-08 ","","","","","","","","","","","",""]

{"sheet":"F.1.2 单价措施项目清单计价表(表-08)【2楼安装工程】","index":16,"n_rows":54,"n_cols":13,"rows_kept":54,"merged":[[0,0,0,12],[1,0,1,1],[1,2,1,6],[1,7,1,9],[1,10,1,12],[2,0,4,0],[2,1,4,2],[2,1,4,2],[2,3,4,3],[2,4,4,4],[2,5,4,5],[2,6,4,7],[2,6,4,7],[2,8,2,12],[3,8,4,8],[3,9,4,10],[3,9,4,10],[3,11,3,12],[5,1,5,2],[5,6,5,7],[5,9,5,10],[6,1,6,2],[6,6,6,7],[6,9,6,10],[7,1,7,2],[7,6,7,7],[7,9,7,10],[8,1,8,2],[8,6,8,7],[8,9,8,10],[9,1,9,2],[9,6,9,7],[9,9,9,10],[10,1,10,2],[10,6,10,7],[10,9,10,10],[11,1,11,2],[11,6,11,7],[11,9,11,10],[12,1,12,2],[12,6,12,7],[12,9,12,10],[13,1,13,2],[13,6,13,7],[13,9,13,10],[14,1,14,2],[14,6,14,7],[14,9,14,10],[15,1,15,2],[15,6,15,7],[15,9,15,10],[16,1,16,2],[16,6,16,7],[16,9,16,10],[17,1,17,2],[17,6,17,7],[17,9,17,10],[18,1,18,2],[18,6,18,7],[18,9,18,10],[19,1,19,2],[19,6,19,7],[19,9,19,10],[20,1,20,2],[20,6,20,7],[20,9,20,10],[21,1,21,2],[21,6,21,7],[21,9,21,10],[22,0,22,8],[22,9,22,10],[24,0,24,12],[25,0,25,12],[26,0,26,1],[26,2,26,6],[26,7,26,9],[26,10,26,12],[27,0,29,0],[27,1,29,2],[27,1,29,2],[27,3,29,3],[27,4,29,4],[27,5,29,5],[27,6,29,7],[27,6,29,7],[27,8,27,12],[28,8,29,8],[28,9,29,10],[28,9,29,10],[28,11,28,12],[30,1,30,2],[30,6,30,7],[30,9,30,10],[31,1,31,2],[31,6,31,7],[31,9,31,10],[32,1,32,2],[32,6,32,7],[32,9,32,10],[33,1,33,2],[33,6,33,7],[33,9,33,10],[34,1,34,2],[34,6,34,7],[34,9,34,10],[35,1,35,2],[35,6,35,7],[35,9,35,10],[36,1,36,2],[36,6,36,7],[36,9,36,10],[37,1,37,2],[37,6,37,7],[37,9,37,10],[38,1,38,2],[38,6,38,7],[38,9,38,10],[39,1,39,2],[39,6,39,7],[39,9,39,10],[40,1,40,2],[40,6,40,7],[40,9,40,10],[41,1,41,2],[41,6,41,7],[41,9,41,10],[42,1,42,2],[42,6,42,7],[42,9,42,10],[43,1,43,2],[43,6,43,7],[43,9,43,10],[44,1,44,2],[44,6,44,7],[44,9,44,10],[45,1,45,2],[45,6,45,7],[45,9,45,10],[46,1,46,2],[46,6,46,7],[46,9,46,10],[47,1,47,2],[47,6,47,7],[47,9,47,10],[48,1,48,2],[48,6,48,7],[48,9,48,10],[49,1,49,2],[49,6,49,7],[49,9,49,10],[50,0,50,8],[50,9,50,10],[51,0,51,8],[51,9,51,10],[53,0,53,12]],"flags":["formulas_cached_only"]}
["单价措施项目清单与计价表","","","","","","","","","","","",""]
["工程名称：","","雅安交建集团装饰工程\\单项工程1【2楼安装工程】","","","","","标段：","","","第1页共2页","",""]
["序号"," 项目编码 ","","项目名称","项目特征描述","计量\r\n单位","工程量","","金额（元）","","","",""]
["","","","","","","","","综合单价","合价","","其中",""]
["","","","","","","","","","","","定额人工费","暂估价"]
[" "," ","","专业措施项目"," "," "," ","","","","","",""]
["1","031301001001","","吊装加固"," ","项"," ","","","","","",""]
["2","031301002001","","金属抱杆安装拆除、移位"," ","项"," ","","","","","",""]
["3","031301003001","","平台铺设、拆除"," ","项"," ","","","","","",""]
["4","031301004001","","顶升、提升装置"," ","项"," ","","","","","",""]
["5","031301005001","","大型设备专用机具"," ","项"," ","","","","","",""]
["6","031301006001","","焊接工艺评定"," ","项"," ","","","","","",""]
["7","031301007001","","胎（模）具制作、安装、拆除"," ","项"," ","","","","","",""]
["8","031301008001","","防护棚制作安装拆除"," ","项"," ","","","","","",""]
["9","031301009001","","特殊地区施工增加"," ","项"," ","","","","","",""]
["10","031301010001","","安装与生产同时进行施工增加"," ","项"," ","","","","","",""]
["11","031301011001","","在有害身体健康环境中施工增加"," ","项"," ","","","","","",""]
["12","031301012001","","工程系统检测、检验"," ","项"," ","","","","","",""]
["13","031301013001","","设备、管道施工的安全、防冻和焊接保护"," ","项"," ","","","","","",""]
["14","031301014001","","焦炉烘炉、热态工程"," ","项"," ","","","","","",""]
["15","031301015001","","管道安拆后的充气保护"," ","项"," ","","","","","",""]
["16","031301016001","","隧道内施工的通风、供水、供气、供电、照明及通讯设施"," ","项"," ","","","","","",""]
["本页小计","","","","","","","","","","","",""]
[]
["表-08 ","","","","","","","","","","","",""]
["单价措施项目清单与计价表","","","","","","","","","","","",""]
["工程名称：","","雅安交建集团装饰工程\\单项工程1【2楼安装工程】","","","","","标段：","","","第2页共2页","",""]
["序号"," 项目编码 ","","项目名称","项目特征描述","计量\r\n单位","工程量","","金额（元）","","","",""]
["","","","","","","","","综合单价","合价","","其中",""]
["","","","","","","","","","","","定额人工费","暂估价"]
["17","031301017001","","脚手架搭拆"," ","项"," ","","","","","",""]
["18","031301018001","","其他措施"," ","项"," ","","","","","",""]
[" "," ","","小计"," "," "," ","","","","","",""]
["","","","","","","","","","","","",""]
["","","","","","","","","","","","",""]
["","","","","","","","","","","","",""]
["","","","","","","","","","","","",""]
["","","","","","","","","","","","",""]
["","","","","","","","","","","","",""]
["","","","","","","","","","","","",""]
["","","","","","","","","","","","",""]
["","","","","","","","","","","","",""]
["","","","","","","","","","","","",""]
["","","","","","","","","","","","",""]
["","","","","","","","","","","","",""]
["","","","","","","","","","","","",""]
["","","","","","","","","","","","",""]
["","","","","","","","","","","","",""]
["","","","","","","","","","","","",""]
["","","","","","","","","","","","",""]
["本页小计","","","","","","","","","","","",""]
["合    计","","","","","","","","","","","",""]
[]
["表-08 ","","","","","","","","","","","",""]

{"sheet":"F.4 总价措施项目清单计价表(表-11)【2楼安装工程】","index":17,"n_rows":19,"n_cols":9,"rows_kept":19,"merged":[[0,0,0,8],[1,1,1,3],[1,4,1,6],[1,7,1,8],[15,0,15,4],[17,0,17,8],[18,0,18,8]],"flags":["formulas_cached_only"]}
["总价措施项目清单计价表","","","","","","","",""]
["工程名称：","雅安交建集团装饰工程\\单项工程1【2楼安装工程】","","","标段：","","","第1页 共1页",""]
["序号"," 项目编码","项目名称","计算基础","费率\r\n（%）","金额\r\n（元）","调整费率\r\n(%)","调整后\r\n金额(元)","备注"]
["1","031302001001","安全文明施工"," "," ","","",""," "]
["1.1","①","环境保护","分部分项工程量清单项目定额人工费+单价措施项目定额人工费","0.52","","",""," "]
["1.2","②","文明施工","分部分项工程量清单项目定额人工费+单价措施项目定额人工费","2.74","","",""," "]
["1.3","③","安全施工","分部分项工程量清单项目定额人工费+单价措施项目定额人工费","4.72","","",""," "]
["1.4","④","临时设施","分部分项工程量清单项目定额人工费+单价措施项目定额人工费","7.52","","",""," "]
["2","031302002001","夜间施工增加"," "," ","","",""," "]
["3","031302003001","非夜间施工增加"," "," ","","",""," "]
["4","031302004001","二次搬运"," "," ","","",""," "]
["5","031302005001","冬雨季施工增加"," "," ","","",""," "]
["6","031302006001","已完工程及设备保护"," "," ","","",""," "]
["7","031302007001","高层施工增加"," "," ","","",""," "]
["8","031302008001","工程定位复测费"," "," ","","",""," "]
["合计","","","","","","","",""]
[]
["注：按施工方案计算的措施费，若无“计算基础”和“费率”的数值，也可只填“金额”数值，但应在备注栏说明施工方案出处或计算方法。用于投标报价时，“调整费率”及“调整后的金额”无需填写。 ","","","","","","","",""]
["表-11","","","","","","","",""]

{"sheet":"H 规费、税金项目清单计价表(表-13)【2楼安装工程】","index":18,"n_rows":19,"n_cols":6,"rows_kept":19,"merged":[[0,0,0,5],[1,1,1,2],[1,3,1,4],[16,0,16,3],[18,0,18,5]],"flags":["formulas_cached_only"]}
["规费、税金项目计价表","","","","",""]
["工程名称：","雅安交建集团装饰工程\\单项工程1【2楼安装工程】","","标段：","","第1页 共1页"]
["序号","项目名称","计算基础","计算基数","计算费率（%）","   金额(元)"]
["1","规费","分部分项清单定额人工费+单价措施项目清单定额人工费","","",""]
["1.1","社会保险费","分部分项清单定额人工费+单价措施项目清单定额人工费","","",""]
["(1)","养老保险费","分部分项清单定额人工费+单价措施项目清单定额人工费","","",""]
["(2)","失业保险费","分部分项清单定额人工费+单价措施项目清单定额人工费","","",""]
["(3)","医疗保险费","分部分项清单定额人工费+单价措施项目清单定额人工费","","",""]
["(4)","工伤保险费","分部分项清单定额人工费+单价措施项目清单定额人工费","","",""]
["(5)","生育保险费","分部分项清单定额人工费+单价措施项目清单定额人工费","","",""]
["1.2","住房公积金","分部分项清单定额人工费+单价措施项目清单定额人工费","","",""]
["1.3","工程排污费","按工程所在地环境保护部门收取标准，按实计入","","",""]
["2","销项增值税额","分部分项工程费+措施项目费+其他项目费+规费+创优质工程奖补偿奖励费-按规定不计税的工程设备金额-除税甲供材料（设备）设备费","","",""]
["","","","","",""]
["","","","","",""]
["","","","","",""]
["合  计","","","","",""]
[]
["表-13 ","","","","",""]

{"sheet":"F.1.1 分部分项工程清单计价表(表-08)【3楼建筑与装~","index":19,"n_rows":138,"n_cols":13,"rows_kept":138,"merged":[[0,0,0,12],[1,0,1,1],[1,2,1,6],[1,7,1,9],[1,10,1,12],[2,0,4,0],[2,1,4,2],[2,1,4,2],[2,3,4,3],[2,4,4,4],[2,5,4,5],[2,6,4,7],[2,6,4,7],[2,8,2,12],[3,8,4,8],[3,9,4,10],[3,9,4,10],[3,11,3,12],[5,1,5,2],[5,3,5,4],[5,6,5,7],[5,9,5,10],[6,1,6,2],[6,6,6,7],[6,9,6,10],[7,1,7,2],[7,6,7,7],[7,9,7,10],[8,1,8,2],[8,3,8,4],[8,6,8,7],[8,9,8,10],[9,1,9,2],[9,6,9,7],[9,9,9,10],[10,1,10,2],[10,6,10,7],[10,9,10,10],[11,1,11,2],[11,6,11,7],[11,9,11,10],[12,1,12,2],[12,6,12,7],[12,9,12,10],[13,0,13,8],[13,9,13,10],[15,0,15,12],[16,0,16,12],[17,0,17,1],[17,2,17,6],[17,7,17,9],[17,10,17,12],[18,0,20,0],[18,1,20,2],[18,1,20,2],[18,3,20,3],[18,4,20,4],[18,5,20,5],[18,6,20,7],[18,6,20,7],[18,8,18,12],[19,8,20,8],[19,9,20,10],[19,9,20,10],[19,11,19,12],[21,1,21,2],[21,6,21,7],[21,9,21,10],[22,1,22,2],[22,6,22,7],[22,9,22,10],[23,1,23,2],[23,3,23,4],[23,6,23,7],[23,9,23,10],[24,1,24,2],[24,6,24,7],[24,9,24,10],[25,1,25,2],[25,6,25,7],[25,9,25,10],[26,0,26,8],[26,9,26,10],[28,0,28,12],[29,0,29,12],[30,0,30,1],[30,2,30,6],[30,7,30,9],[30,10,30,12],[31,0,33,0],[31,1,33,2],[31,1,33,2],[31,3,33,3],[31,4,33,4],[31,5,33,5],[31,6,33,7],[31,6,33,7],[31,8,31,12],[32,8,33,8],[32,9,33,10],[32,9,33,10],[32,11,32,12],[34,1,34,2],[34,6,34,7],[34,9,34,10],[35,1,35,2],[35,6,35,7],[35,9,35,10],[36,0,36,8],[36,9,36,10],[38,0,38,12],[39,0,39,12],[40,0,40,1],[40,2,40,6],[40,7,40,9],[40,10,40,12],[41,0,43,0],[41,1,43,2],[41,1,43,2],[41,3,43,3],[41,4,43,4],[41,5,43,5],[41,6,43,7],[41,6,43,7],[41,8,41,12],[42,8,43,8],[42,9,43,10],[42,9,43,10],[42,11,42,12],[44,1,44,2],[44,6,44,7],[44,9,44,10],[45,1,45,2],[45,6,45,7],[45,9,45,10],[46,1,46,2],[46,6,46,7],[46,9,46,10],[47,1,47,2],[47,3,47,4],[47,6,47,7],[47,9,47,10],[48,1,48,2],[48,6,48,7],[48,9,48,10],[49,1,49,2],[49,6,49,7],[49,9,49,10],[50,1,50,2],[50,3,50,4],[50,6,50,7],[50,9,50,10],[51,0,51,8],[51,9,51,10],[53,0,53,12],[54,0,54,12],[55,0,55,1],[55,2,55,6],[55,7,55,9],[55,10,55,12],[56,0,58,0],[56,1,58,2],[56,1,58,2],[56,3,58,3],[56,4,58,4],[56,5,58,5],[56,6,58,7],[56,6,58,7],[56,8,56,12],[57,8,58,8],[57,9,58,10],[57,9,58,10],[57,11,57,12],[59,1,59,2],[59,6,59,7],[59,9,59,10],[60,1,60,2],[60,6,60,7],[60,9,60,10],[61,1,61,2],[61,6,61,7],[61,9,61,10],[62,1,62,2],[62,3,62,4],[62,6,62,7],[62,9,62,10],[63,1,63,2],[63,6,63,7],[63,9,63,10],[64,1,64,2],[64,6,64,7],[64,9,64,10],[65,1,65,2],[65,6,65,7],[65,9,65,10],[66,1,66,2],[66,6,66,7],[66,9,66,10],[67,1,67,2],[67,6,67,7],[67,9,67,10],[68,1,68,2],[68,6,68,7],[68,9,68,10],[69,1,69,2],[69,6,69,7],[69,9,69,10],[70,1,70,2],[70,6,70,7],[70,9,70,10],[71,1,71,2],[71,6,71,7],[71,9,71,10],[72,0,72,8],[72,9,72,10],[74,0,74,12],[75,0,75,12],[76,0,76,1],[76,2,76,6],[76,7,76,9],[76,10,76,12],[77,0,79,0],[77,1,79,2],[77,1,79,2],[77,3,79,3],[77,4,79,4],[77,5,79,5],[77,6,79,7],[77,6,79,7],[77,8,77,12],[78,8,79,8],[78,9,79,10],[78,9,79,10],[78,11,78,12],[80,1,80,2],[80,3,80,4],[80,6,80,7],[80,9,80,10],[81,1,81,2],[81,6,81,7],[81,9,81,10],[82,1,82,2],[82,6,82,7],[82,9,82,10],[83,1,83,2],[83,6,83,7],[83,9,83,10],[84,1,84,2],[84,6,84,7],[84,9,84,10],[85,1,85,2],[85,6,85,7],[85,9,85,10],[86,1,86,2],[86,6,86,7],[86,9,86,10],[87,1,87,2],[87,6,87,7],[87,9,87,10],[88,1,88,2],[88,3,88,4],[88,6,88,7],[88,9,88,10],[89,1,89,2],[89,6,89,7],[89,9,89,10],[90,1,90,2],[90,6,90,7],[90,9,90,10],[91,0,91,8],[91,9,91,10],[93,0,93,12],[94,0,94,12],[95,0,95,1],[95,2,95,6],[95,7,95,9],[95,10,95,12],[96,0,98,0],[96,1,98,2],[96,1,98,2],[96,3,98,3],[96,4,98,4],[96,5,98,5],[96,6,98,7],[96,6,98,7],[96,8,96,12],[97,8,98,8],[97,9,98,10],[97,9,98,10],[97,11,97,12],[99,1,99,2],[99,6,99,7],[99,9,99,10],[100,1,100,2],[100,6,100,7],[100,9,100,10],[101,1,101,2],[101,3,101,4],[101,6,101,7],[101,9,101,10],[102,1,102,2],[102,6,102,7],[102,9,102,10],[103,1,103,2],[103,6,103,7],[103,9,103,10],[104,1,104,2],[104,6,104,7],[104,9,104,10],[105,1,105,2],[105,3,105,4],[105,6,105,7],[105,9,105,10],[106,1,106,2],[106,6,106,7],[106,9,106,10],[107,1,107,2],[107,6,107,7],[107,9,107,10],[108,0,108,8],[108,9,108,10],[110,0,110,12],[111,0,111,12],[112,0,112,1],[112,2,112,6],[112,7,112,9],[112,10,112,12],[113,0,115,0],[113,1,115,2],[113,1,115,2],[113,3,115,3],[113,4,115,4],[113,5,115,5],[113,6,115,7],[113,6,115,7],[113,8,113,12],[114,8,115,8],[114,9,115,10],[114,9,115,10],[114,11,114,12],[116,1,116,2],[116,6,116,7],[116,9,116,10],[117,1,117,2],[117,6,117,7],[117,9,117,10],[118,1,118,2],[118,6,118,7],[118,9,118,10],[119,1,119,2],[119,6,119,7],[119,9,119,10],[120,1,120,2],[120,6,120,7],[120,9,120,10],[121,1,121,2],[121,6,121,7],[121,9,121,10],[122,1,122,2],[122,6,122,7],[122,9,122,10],[123,1,123,2],[123,6,123,7],[123,9,123,10],[124,1,124,2],[124,6,124,7],[124,9,124,10],[125,1,125,2],[125,6,125,7],[125,9,125,10],[126,1,126,2],[126,6,126,7],[126,9,126,10],[127,1,127,2],[127,6,127,7],[127,9,127,10],[128,1,128,2],[128,6,128,7],[128,9,128,10],[129,1,129,2],[129,6,129,7],[129,9,129,10],[130,1,130,2],[130,6,130,7],[130,9,130,10],[131,1,131,2],[131,6,131,7],[131,9,131,10],[132,1,132,2],[132,6,132,7],[132,9,132,10],[133,1,133,2],[133,6,133,7],[133,9,133,10],[134,0,134,8],[134,9,134,10],[135,0,135,8],[135,9,135,10],[137,0,137,12]],"flags":["formulas_cached_only"]}
["分部分项工程清单与计价表","","","","","","","","","","","",""]
["工程名称：","","雅安交建集团装饰工程\\单项工程1【3楼建筑与装饰工程】","","","","","标段：","","","第1页 共8页","",""]
["序号"," 项目编码 ","","项目名称","项目特征描述","计量\r\n单位","工程量","","金额（元）","","","",""]
["","","","","","","","","综合单价","合价","","其中",""]
["","","","","","","","","","","","定额人工费","暂估价"]
[" "," ","","0116 拆除工程 ",""," "," ","","","","","",""]
["1","011601001145","","砖砌体拆除","1.砖砌体拆除：新建门洞\r\n2.建筑垃圾外运投标人自行考虑","m3","3.15","","","","","",""]
[" "," ","","分部小计"," "," "," ","","","","","",""]
[" "," ","","0104 砌筑工程 ",""," "," ","","","","","",""]
["2","010401003146","","砖砌花坛","1.砖品种、规格、强度等级 ：实心砖\r\n2.墙体类型 ：综合\r\n3.砂浆强度等级、配合比：M5混合砂浆","m3","0.997","","","","","",""]
["3","010401003147","","实心砖墙（厨房、卫生间）","1.砖品种、规格、强度等级 ：实心砖\r\n2.墙体类型 ：综合\r\n3.砂浆强度等级、配合比：M5混合砂浆","m3","3.13","","","","","",""]
["4","010401005148","","轻质砖隔墙","1.墙体类型：轻质砖隔墙\r\n2.墙体厚度：120mm\r\n3.砂浆强度等级：M5混合砂浆\r\n","m3","73.6","","","","","",""]
["5","010404001149","","卫生间建渣回填","1.卫生间建渣回填","m3","5.14","","","","","",""]
["本页小计","","","","","","","","","","","",""]
[]
["表-08 ","","","","","","","","","","","",""]
["分部分项工程清单与计价表","","","","","","","","","","","",""]
["工程名称：","","雅安交建集团装饰工程\\单项工程1【3楼建筑与装饰工程】","","","","","标段：","","","第2页 共8页","",""]
["序号"," 项目编码 ","","项目名称","项目特征描述","计量\r\n单位","工程量","","金额（元）","","","",""]
["","","","","","","","","综合单价","合价","","其中",""]
["","","","","","","","","","","","定额人工费","暂估价"]
["6","010401012150","","砖砌水池","1.名称、部位：砖砌水池\r\n2.砖品种、规格、强度等级：实心砖，规格详设计图\r\n3.形状截面:见施工图\r\n4.砂浆强度等级、配合比:M5水泥砂浆、1:1.5水泥砂浆\r\n5.满足设计要求","m3","0.56","","","","","",""]
[" "," ","","分部小计"," "," "," ","","","","","",""]
[" "," ","","0105 混凝土及钢筋混凝土工程 ",""," "," ","","","","","",""]
["7","010502002151","","C20构造柱","1.柱高度：详见设计图\r\n2.柱截面尺寸：详见设计图\r\n3.混凝土强度等级：C20\r\n4.混凝土种类：现浇","m3","1.985","","","","","",""]
["8","010503005152","","C20过梁","1.混凝土种类 ：现浇\r\n2.混凝土强度等级：C20","m3","3.41","","","","","",""]
["本页小计","","","","","","","","","","","",""]
[]
["表-08 ","","","","","","","","","","","",""]
["分部分项工程清单与计价表","","","","","","","","","","","",""]
["工程名称：","","雅安交建集团装饰工程\\单项工程1【3楼建筑与装饰工程】","","","","","标段：","","","第3页 共8页","",""]
["序号"," 项目编码 ","","项目名称","项目特征描述","计量\r\n单位","工程量","","金额（元）","","","",""]
["","","","","","","","","综合单价","合价","","其中",""]
["","","","","","","","","","","","定额人工费","暂估价"]
["9","010515001153","","现浇构件钢筋 HPB300级钢筋 直径≤Φ10","1.钢筋种类、规格：HPB300级钢筋 直径≤Φ10\r\n2.钢筋连接：搭接、焊接、机械连接由投标人综合考虑，进入本项综合单价之中，不再单独计量计价\r\n3.弧形构件钢筋由投标人综合考虑，进入本项综合单价之中，不再单独计量计价\r\n4.其他:满足设计及施工验收规范","t","0.13","","","","","",""]
["10","010515001154","","现浇构件钢筋 HRB400级钢筋 直径φ12～φ16","1.钢筋种类、规格：HRB400级钢筋 直径φ12～φ16\r\n2.钢筋连接：搭接、焊接、机械连接由投标人综合考虑，进入本项综合单价之中，不再单独计量计价\r\n3.弧形构件钢筋由投标人综合考虑，进入本项综合单价之中，不再单独计量计价\r\n4.其他:满足设计及施工验收规范","t","0.252","","","","","",""]
["本页小计","","","","","","","","","","","",""]
[]
["表-08 ","","","","","","","","","","","",""]
["分部分项工程清单与计价表","","","","","","","","","","","",""]
["工程名称：","","雅安交建集团装饰工程\\单项工程1【3楼建筑与装饰工程】","","","","","标段：","","","第4页 共8页","",""]
["序号"," 项目编码 ","","项目名称","项目特征描述","计量\r\n单位","工程量","","金额（元）","","","",""]
["","","","","","","","","综合单价","合价","","其中",""]
["","","","","","","","","","","","定额人工费","暂估价"]
["11","010515001155","","砌体拉结筋","1.钢筋种类、规格：HPB300级钢筋 直径≤Φ10\r\n2.钢筋连接：搭接、焊接、机械连接由投标人综合考虑，进入本项综合单价之中，不再单独计量计价\r\n3.弧形构件钢筋由投标人综合考虑，进入本项综合单价之中，不再单独计量计价\r\n4.其他:满足设计及施工验收规范","t","0.048","","","","","",""]
["12","010512001156","","砖夹厨柜","1.砖夹厨柜\r\n2.底部建渣抬高100mm\r\n3.安装高度 ：800mm\r\n4.支架：实心砖\r\n5.面板：预制混凝土板，50mm厚\r\n6.面砖饰面（另列）\r\n7.具体做法详见设计图纸","m3","0.304","","","","","",""]
[" "," ","","分部小计"," "," "," ","","","","","",""]
[" "," ","","0108 门窗工程 ",""," "," ","","","","","",""]
["13","010810002157","","木窗帘盒","1.木窗帘盒","m","19.5","","","","","",""]
[" "," ","","分部小计"," "," "," ","","","","","",""]
[" "," ","","0109 屋面及防水工程 ",""," "," ","","","","","",""]
["本页小计","","","","","","","","","","","",""]
[]
["表-08 ","","","","","","","","","","","",""]
["分部分项工程清单与计价表","","","","","","","","","","","",""]
["工程名称：","","雅安交建集团装饰工程\\单项工程1【3楼建筑与装饰工程】","","","","","标段：","","","第5页 共8页","",""]
["序号"," 项目编码 ","","项目名称","项目特征描述","计量\r\n单位","工程量","","金额（元）","","","",""]
["","","","","","","","","综合单价","合价","","其中",""]
["","","","","","","","","","","","定额人工费","暂估价"]
["14","010903001158","","墙面卷材防水（厨房、卫生间）","1.卷材品种、规格、厚度 ：1.55mm厚聚乙烯丙纶卷材\r\n2.防水高度：900mm","m2","39.599","","","","","",""]
["15","010904001159","","地面卷材防水（厨房、卫生间）","1.卷材品种、规格、厚度 ：1.55mm厚聚乙烯丙纶卷材","m2","36.75","","","","","",""]
[" "," ","","分部小计"," "," "," ","","","","","",""]
[" "," ","","0111 楼地面装饰工程 ",""," "," ","","","","","",""]
["16","011102001160","","石英石台面","1.石英石台面\r\n2.具体做法详见设计","m2","1.98","","","","","",""]
["17","011102003161","","地砖楼地面600*600","1.找平层厚度、砂浆配合比 ：水泥砂浆1：2\r\n2.地砖楼地面600*600(甲供)","m2","349.11","","","","","",""]
["18","011102003162","","防滑地砖300*300（厨房、卫生间）","1.找平层厚度、砂浆配合比 ：水泥砂浆1：2\r\n2.防滑地砖300*300(甲供)","m2","36.75","","","","","",""]
["19","011104002163","","木地板","1.木地板(甲供)铺贴","m2","74.7","","","","","",""]
["20","011104002164","","防腐木地板","1.防腐木地板(甲供)","m2","32.02","","","","","",""]
["21","011105003165","","面砖踢脚线","1.踢脚线高度 ：80mm\r\n2.面层材料品种、规格、颜色 ：面砖\r\n","m2","0.264","","","","","",""]
["22","011105005166","","木质踢脚线","1.踢脚线高度 ：80mm\r\n2.木质踢脚线","m2","0.883","","","","","",""]
["23","011108001167","","门槛石","1.门槛石","m2","1.95","","","","","",""]
[" "," ","","分部小计"," "," "," ","","","","","",""]
["本页小计","","","","","","","","","","","",""]
[]
["表-08 ","","","","","","","","","","","",""]
["分部分项工程清单与计价表","","","","","","","","","","","",""]
["工程名称：","","雅安交建集团装饰工程\\单项工程1【3楼建筑与装饰工程】","","","","","标段：","","","第6页 共8页","",""]
["序号"," 项目编码 ","","项目名称","项目特征描述","计量\r\n单位","工程量","","金额（元）","","","",""]
["","","","","","","","","综合单价","合价","","其中",""]
["","","","","","","","","","","","定额人工费","暂估价"]
[" "," ","","0112 墙、柱面装饰与隔断、幕墙工程 ",""," "," ","","","","","",""]
["24","011204003168","","花坛仿古砖","1.花坛仿古砖(甲供)","m2","7.214","","","","","",""]
["25","011204003169","","面砖饰面（厨房、卫生间）","1.墙体类型 ：综合\r\n2.面层材料品种、规格、颜色 ：面砖(甲供)","m2","53.124","","","","","",""]
["26","011204003170","","面砖饰面（厨柜）","1.墙体类型 ：综合\r\n2.面层材料品种、规格、颜色 ：面砖(甲供)\r\n","m2","8.94","","","","","",""]
["27","011207001171","","墙面硬包","1.墙面硬包\r\n2.具体做法详见图纸","m2","28.028","","","","","",""]
["28","011210003172","","钢化玻璃隔断","1.传菜口玻璃隔断，8mm厚钢化玻璃","m2","10.56","","","","","",""]
["29","011210005173","","卫生间成品隔断","1.隔断材料品种、规格、颜色 ：详设计图纸\r\n2.卫生间成品隔断\r\n3.具体做法详见设计图纸\r\n","m2","20.79","","","","","",""]
[" "," ","","分部小计"," "," "," ","","","","","",""]
[" "," ","","0113 天棚工程 ",""," "," ","","","","","",""]
["30","011302001174","","硅钙板吊顶600*600","1.硅钙板吊顶600*600\r\n2.吊顶部位详见设计图\r\n3.其余详见设计说明","m2","247.21","","","","","",""]
["31","011302001175","","铝合金吊顶300*300","1.铝合金吊顶\r\n2.吊顶部位详见设计图\r\n3.其余详见设计说明","m2","36.75","","","","","",""]
["本页小计","","","","","","","","","","","",""]
[]
["表-08 ","","","","","","","","","","","",""]
["分部分项工程清单与计价表","","","","","","","","","","","",""]
["工程名称：","","雅安交建集团装饰工程\\单项工程1【3楼建筑与装饰工程】","","","","","标段：","","","第7页 共8页","",""]
["序号"," 项目编码 ","","项目名称","项目特征描述","计量\r\n单位","工程量","","金额（元）","","","",""]
["","","","","","","","","综合单价","合价","","其中",""]
["","","","","","","","","","","","定额人工费","暂估价"]
["32","011302001176","","纸面石膏板吊顶\r\n","1.纸面石膏板吊顶\r\n2.吊顶部位详见设计图\r\n3.其余详见设计说明","m2","178.39","","","","","",""]
[" "," ","","分部小计"," "," "," ","","","","","",""]
[" "," ","","0114 油漆、涂料、裱糊工程 ",""," "," ","","","","","",""]
["33","011406001177","","乳胶漆","1.基层类型：墙面一般抹灰面\r\n2.腻子种类：环保腻子膏(甲供)\r\n3.刮腻子要求：清理基层，修补，砂纸打磨；2遍刮腻子\r\n4.油漆品种、刷漆遍数：白色乳胶漆一底一面\r\n","m2","594.94","","","","","",""]
["34","011408001178","","墙纸","1.墙纸(甲供)","m2","102.034","","","","","",""]
[" "," ","","分部小计"," "," "," ","","","","","",""]
[" "," ","","0115 其他装饰工程 ",""," "," ","","","","","",""]
["35","011502001179","","拉丝不锈钢边条","1.基层类型：综合\r\n2.线条材料品种、规格、颜色：拉丝不锈钢边条","m","14.8","","","","","",""]
["36","011502001180","","10mm灰色不锈钢条","1.基层类型 ：综合\r\n2.线条材料品种、规格、颜色 ：10mm厚灰色不锈钢条\r\n3.满足设计要求","m","41.08","","","","","",""]
["本页小计","","","","","","","","","","","",""]
[]
["表-08 ","","","","","","","","","","","",""]
["分部分项工程清单与计价表","","","","","","","","","","","",""]
["工程名称：","","雅安交建集团装饰工程\\单项工程1【3楼建筑与装饰工程】","","","","","标段：","","","第8页 共8页","",""]
["序号"," 项目编码 ","","项目名称","项目特征描述","计量\r\n单位","工程量","","金额（元）","","","",""]
["","","","","","","","","综合单价","合价","","其中",""]
["","","","","","","","","","","","定额人工费","暂估价"]
["37","011502001181","","古铜色不锈钢条","1.基层类型 ：综合\r\n2.线条材料品种、规格、颜色 ：古铜色不锈钢条\r\n3.满足设计要求","m","43.6","","","","","",""]
["38","011502003182","","挡水石","1.挡水石","m","6.81","","","","","",""]
["39","011505001183","","黑金沙花岗石洗面台","1.20mm厚黑金沙花岗石洗面台","m2","1.176","","","","","",""]
[" "," ","","分部小计"," "," "," ","","","","","",""]
["","","","","","","","","","","","",""]
["","","","","","","","","","","","",""]
["","","","","","","","","","","","",""]
["","","","","","","","","","","","",""]
["","","","","","","","","","","","",""]
["","","","","","","","","","","","",""]
["","","","","","","","","","","","",""]
["","","","","","","","","","","","",""]
["","","","","","","","","","","","",""]
["","","","","","","","","","","","",""]
["","","","","","","","","","","","",""]
["","","","","","","","","","","","",""]
["","","","","","","","","","","","",""]
["","","","","","","","","","","","",""]
["本页小计","","","","","","","","","","","",""]
["合    计","","","","","","","","","","","",""]
[]
["表-08 ","","","","","","","","","","","",""]

{"sheet":"F.1.2 单价措施项目清单计价表(表-08)【3楼建筑与装~","index":20,"n_rows":115,"n_cols":13,"rows_kept":115,"merged":[[0,0,0,12],[1,0,1,1],[1,2,1,6],[1,7,1,9],[1,10,1,12],[2,0,4,0],[2,1,4,2],[2,1,4,2],[2,3,4,3],[2,4,4,4],[2,5,4,5],[2,6,4,7],[2,6,4,7],[2,8,2,12],[3,8,4,8],[3,9,4,10],[3,9,4,10],[3,11,3,12],[5,1,5,2],[5,6,5,7],[5,9,5,10],[6,1,6,2],[6,6,6,7],[6,9,6,10],[7,1,7,2],[7,6,7,7],[7,9,7,10],[8,1,8,2],[8,6,8,7],[8,9,8,10],[9,1,9,2],[9,6,9,7],[9,9,9,10],[10,1,10,2],[10,6,10,7],[10,9,10,10],[11,1,11,2],[11,6,11,7],[11,9,11,10],[12,1,12,2],[12,6,12,7],[12,9,12,10],[13,1,13,2],[13,6,13,7],[13,9,13,10],[14,1,14,2],[14,6,14,7],[14,9,14,10],[15,1,15,2],[15,6,15,7],[15,9,15,10],[16,0,16,8],[16,9,16,10],[18,0,18,12],[19,0,19,12],[20,0,20,1],[20,2,20,6],[20,7,20,9],[20,10,20,12],[21,0,23,0],[21,1,23,2],[21,1,23,2],[21,3,23,3],[21,4,23,4],[21,5,23,5],[21,6,23,7],[21,6,23,7],[21,8,21,12],[22,8,23,8],[22,9,23,10],[22,9,23,10],[22,11,22,12],[24,1,24,2],[24,6,24,7],[24,9,24,10],[25,1,25,2],[25,6,25,7],[25,9,25,10],[26,1,26,2],[26,6,26,7],[26,9,26,10],[27,1,27,2],[27,6,27,7],[27,9,27,10],[28,1,28,2],[28,6,28,7],[28,9,28,10],[29,1,29,2],[29,6,29,7],[29,9,29,10],[30,1,30,2],[30,6,30,7],[30,9,30,10],[31,1,31,2],[31,6,31,7],[31,9,31,10],[32,1,32,2],[32,6,32,7],[32,9,32,10],[33,1,33,2],[33,6,33,7],[33,9,33,10],[34,1,34,2],[34,6,34,7],[34,9,34,10],[35,1,35,2],[35,6,35,7],[35,9,35,10],[36,1,36,2],[36,6,36,7],[36,9,36,10],[37,1,37,2],[37,6,37,7],[37,9,37,10],[38,1,38,2],[38,6,38,7],[38,9,38,10],[39,1,39,2],[39,6,39,7],[39,9,39,10],[40,0,40,8],[40,9,40,10],[42,0,42,12],[43,0,43,12],[44,0,44,1],[44,2,44,6],[44,7,44,9],[44,10,44,12],[45,0,47,0],[45,1,47,2],[45,1,47,2],[45,3,47,3],[45,4,47,4],[45,5,47,5],[45,6,47,7],[45,6,47,7],[45,8,45,12],[46,8,47,8],[46,9,47,10],[46,9,47,10],[46,11,46,12],[48,1,48,2],[48,6,48,7],[48,9,48,10],[49,1,49,2],[49,6,49,7],[49,9,49,10],[50,1,50,2],[50,6,50,7],[50,9,50,10],[51,1,51,2],[51,6,51,7],[51,9,51,10],[52,1,52,2],[52,6,52,7],[52,9,52,10],[53,1,53,2],[53,6,53,7],[53,9,53,10],[54,1,54,2],[54,6,54,7],[54,9,54,10],[55,1,55,2],[55,6,55,7],[55,9,55,10],[56,1,56,2],[56,6,56,7],[56,9,56,10],[57,1,57,2],[57,6,57,7],[57,9,57,10],[58,1,58,2],[58,6,58,7],[58,9,58,10],[59,1,59,2],[59,6,59,7],[59,9,59,10],[60,1,60,2],[60,6,60,7],[60,9,60,10],[61,1,61,2],[61,6,61,7],[61,9,61,10],[62,1,62,2],[62,6,62,7],[62,9,62,10],[63,1,63,2],[63,6,63,7],[63,9,63,10],[64,1,64,2],[64,6,64,7],[64,9,64,10],[65,1,65,2],[65,6,65,7],[65,9,65,10],[66,0,66,8],[66,9,66,10],[68,0,68,12],[69,0,69,12],[70,0,70,1],[70,2,70,6],[70,7,70,9],[70,10,70,12],[71,0,73,0],[71,1,73,2],[71,1,73,2],[71,3,73,3],[71,4,73,4],[71,5,73,5],[71,6,73,7],[71,6,73,7],[71,8,71,12],[72,8,73,8],[72,9,73,10],[72,9,73,10],[72,11,72,12],[74,1,74,2],[74,6,74,7],[74,9,74,10],[75,1,75,2],[75,6,75,7],[75,9,75,10],[76,1,76,2],[76,6,76,7],[76,9,76,10],[77,1,77,2],[77,6,77,7],[77,9,77,10],[78,1,78,2],[78,6,78,7],[78,9,78,10],[79,1,79,2],[79,6,79,7],[79,9,79,10],[80,1,80,2],[80,6,80,7],[80,9,80,10],[81,1,81,2],[81,6,81,7],[81,9,81,10],[82,1,82,2],[82,6,82,7],[82,9,82,10],[83,1,83,2],[83,6,83,7],[83,9,83,10],[84,0,84,8],[84,9,84,10],[86,0,86,12],[87,0,87,12],[88,0,88,1],[88,2,88,6],[88,7,88,9],[88,10,88,12],[89,0,91,0],[89,1,91,2],[89,1,91,2],[89,3,91,3],[89,4,91,4],[89,5,91,5],[89,6,91,7],[89,6,91,7],[89,8,89,12],[90,8,91,8],[90,9,91,10],[90,9,91,10],[90,11,90,12],[92,1,92,2],[92,6,92,7],[92,9,92,10],[93,1,93,2],[93,6,93,7],[93,9,93,10],[94,1,94,2],[94,6,94,7],[94,9,94,10],[95,1,95,2],[95,6,95,7],[95,9,95,10],[96,1,96,2],[96,6,96,7],[96,9,96,10],[97,1,97,2],[97,6,97,7],[97,9,97,10],[98,1,98,2],[98,6,98,7],[98,9,98,10],[99,1,99,2],[99,6,99,7],[99,9,99,10],[100,1,100,2],[100,6,100,7],[100,9,100,10],[101,1,101,2],[101,6,101,7],[101,9,101,10],[102,1,102,2],[102,6,102,7],[102,9,102,10],[103,1,103,2],[103,6,103,7],[103,9,103,10],[104,1,104,2],[104,6,104,7],[104,9,104,10],[105,1,105,2],[105,6,105,7],[105,9,105,10],[106,1,106,2],[106,6,106,7],[106,9,106,10],[107,1,107,2],[107,6,107,7],[107,9,107,10],[108,1,108,2],[108,6,108,7],[108,9,108,10],[109,1,109,2],[109,6,109,7],[109,9,109,10],[110,1,110,2],[110,6,110,7],[110,9,110,10],[111,0,111,8],[111,9,111,10],[112,0,112,8],[112,9,112,10],[114,0,114,12]],"flags":["formulas_cached_only"]}
["单价措施项目清单与计价表","","","","","","","","","","","",""]
["工程名称：","","雅安交建集团装饰工程\\单项工程1【3楼建筑与装饰工程】","","","","","标段：","","","第1页共5页","",""]
["序号"," 项目编码 ","","项目名称","项目特征描述","计量\r\n单位","工程量","","金额（元）","","","",""]
["","","","","","","","","综合单价","合价","","其中",""]
["","","","","","","","","","","","定额人工费","暂估价"]
[" "," ","","脚手架工程"," "," "," ","","","","","",""]
["1","011701001001","","综合脚手架","1．建筑结构形式 \r\n2．檐口高度","m2"," ","","","","","",""]
["2","011701002001","","外脚手架","1．搭设方式 \r\n2．搭设高度 \r\n3．脚手架材质","m2"," ","","","","","",""]
["3","011701003001","","里脚手架","1．搭设方式 \r\n2．搭设高度 \r\n3．脚手架材质","m2"," ","","","","","",""]
["4","011701004001","","悬空脚手架","1．搭设方式 \r\n2．悬挑宽度 \r\n3．脚手架材质","m2"," ","","","","","",""]
["5","011701005001","","挑脚手架","1．搭设方式 \r\n2．悬挑宽度 \r\n3．脚手架材质","m"," ","","","","","",""]
["6","011701006001","","满堂脚手架","1．搭设方式 \r\n2. 搭设高度 \r\n3．脚手架材质","m2"," ","","","","","",""]
["7","011701007001","","整体提升架","1．搭设方式及启动装置 \r\n2. 搭设高度","m2"," ","","","","","",""]
["8","011701008001","","外装饰吊篮","1．升降方式及启动装置 \r\n2. 搭设高度及吊篮型号","m2"," ","","","","","",""]
[" "," ","","小计"," "," "," ","","","","","",""]
[" "," ","","混凝土模板及支架（撑 ）"," "," "," ","","","","","",""]
["本页小计","","","","","","","","","","","",""]
[]
["表-08 ","","","","","","","","","","","",""]
["单价措施项目清单与计价表","","","","","","","","","","","",""]
["工程名称：","","雅安交建集团装饰工程\\单项工程1【3楼建筑与装饰工程】","","","","","标段：","","","第2页共5页","",""]
["序号"," 项目编码 ","","项目名称","项目特征描述","计量\r\n单位","工程量","","金额（元）","","","",""]
["","","","","","","","","综合单价","合价","","其中",""]
["","","","","","","","","","","","定额人工费","暂估价"]
["9","011702001001","","基础","基础类型","m2"," ","","","","","",""]
["10","011702002001","","矩形柱","基础类型","m2"," ","","","","","",""]
["11","011702003001","","构造柱","基础类型","m2"," ","","","","","",""]
["12","011702004001","","异形柱","柱截面形状","m2"," ","","","","","",""]
["13","011702005001","","基础梁","梁截面形状","m2"," ","","","","","",""]
["14","011702006001","","矩形梁","支撑高度","m2"," ","","","","","",""]
["15","011702007001","","异形梁","1.梁截面形状 \r\n2.支撑高度","m2"," ","","","","","",""]
["16","011702008001","","圈梁","1.梁截面形状 \r\n2.支撑高度","m2"," ","","","","","",""]
["17","011702009001","","过梁","1.梁截面形状 \r\n2.支撑高度","m2"," ","","","","","",""]
["18","011702010001","","弧形、拱形梁","1.梁截面形状 \r\n2.支撑高度","m2"," ","","","","","",""]
["19","011702011001","","直形墙","1.梁截面形状 \r\n2.支撑高度","m2"," ","","","","","",""]
["20","011702012001","","弧形墙","1.梁截面形状 \r\n2.支撑高度","m2"," ","","","","","",""]
["21","011702013001","","短肢剪力墙、电梯井壁","1.梁截面形状 \r\n2.支撑高度","m2"," ","","","","","",""]
["22","011702014001","","有梁板","支撑高度","m2"," ","","","","","",""]
["23","011702015001","","无梁板","支撑高度","m2"," ","","","","","",""]
["24","011702016001","","平板","支撑高度","m2"," ","","","","","",""]
["本页小计","","","","","","","","","","","",""]
[]
["表-08 ","","","","","","","","","","","",""]
["单价措施项目清单与计价表","","","","","","","","","","","",""]
["工程名称：","","雅安交建集团装饰工程\\单项工程1【3楼建筑与装饰工程】","","","","","标段：","","","第3页共5页","",""]
["序号"," 项目编码 ","","项目名称","项目特征描述","计量\r\n单位","工程量","","金额（元）","","","",""]
["","","","","","","","","综合单价","合价","","其中",""]
["","","","","","","","","","","","定额人工费","暂估价"]
["25","011702017001","","拱板","支撑高度","m2"," ","","","","","",""]
["26","011702018001","","薄壳板","支撑高度","m2"," ","","","","","",""]
["27","011702019001","","空心板","支撑高度","m2"," ","","","","","",""]
["28","011702020001","","其它板","支撑高度","m2"," ","","","","","",""]
["29","011702021001","","栏板","支撑高度","m2"," ","","","","","",""]
["30","011702022001","","天沟、檐沟","构件类型","m2"," ","","","","","",""]
["31","011702023001","","雨篷、悬挑板、阳台板","1.构件类型 \r\n2.板厚度","m2"," ","","","","","",""]
["32","011702024001","","楼梯","类型","m2"," ","","","","","",""]
["33","011702025001","","其它现浇构件","构件类型","m2"," ","","","","","",""]
["34","011702026001","","电缆沟、地沟","1.沟类型 \r\n2.沟截面","m2"," ","","","","","",""]
["35","011702027001","","台阶","台阶踏步宽","m2"," ","","","","","",""]
["36","011702028001","","扶手","扶手断面尺寸","m2"," ","","","","","",""]
["37","011702029001","","散水","扶手断面尺寸","m2"," ","","","","","",""]
["38","011702030001","","后浇带","后浇带部位","m2"," ","","","","","",""]
["39","011702031001","","化粪池","1.化粪池部位 \r\n2.化粪池规格","m2"," ","","","","","",""]
["40","011702032001","","检查井","1.检查井部位 \r\n2.检查井规格","m2"," ","","","","","",""]
[" "," ","","小计"," "," "," ","","","","","",""]
[" "," ","","垂直运输"," "," "," ","","","","","",""]
["本页小计","","","","","","","","","","","",""]
[]
["表-08 ","","","","","","","","","","","",""]
["单价措施项目清单与计价表","","","","","","","","","","","",""]
["工程名称：","","雅安交建集团装饰工程\\单项工程1【3楼建筑与装饰工程】","","","","","标段：","","","第4页共5页","",""]
["序号"," 项目编码 ","","项目名称","项目特征描述","计量\r\n单位","工程量","","金额（元）","","","",""]
["","","","","","","","","综合单价","合价","","其中",""]
["","","","","","","","","","","","定额人工费","暂估价"]
["41","011703001001","","垂直运输","1. 建筑物建筑类型及结构形式 \r\n2. 地下室建筑面积 \r\n3. 建筑物檐口高度、层数","m2|天"," ","","","","","",""]
[" "," ","","小计"," "," "," ","","","","","",""]
[" "," ","","超高施工增加"," "," "," ","","","","","",""]
["42","011704001001","","超高施工增加","1. 建筑物建筑类型及结构形式 \r\n2. 建筑物檐口高度、层数 \r\n3.单层建筑物檐口高度超过20m，多层建筑物超过6层部分的建筑面积","m2"," ","","","","","",""]
[" "," ","","小计"," "," "," ","","","","","",""]
[" "," ","","大型机械设备进出场及安拆"," "," "," ","","","","","",""]
["43","011705001001","","大型机械设备进出场及安拆","1.机械设备名称 \r\n2.机械设备规格型号","台次"," ","","","","","",""]
[" "," ","","小计"," "," "," ","","","","","",""]
[" "," ","","施工排水、降水"," "," "," ","","","","","",""]
["44","011706001001","","成井","1.成井方式 \r\n2.地层情况 \r\n3.成井直径 \r\n4.井（滤）管类型、直径","m"," ","","","","","",""]
["本页小计","","","","","","","","","","","",""]
[]
["表-08 ","","","","","","","","","","","",""]
["单价措施项目清单与计价表","","","","","","","","","","","",""]
["工程名称：","","雅安交建集团装饰工程\\单项工程1【3楼建筑与装饰工程】","","","","","标段：","","","第5页共5页","",""]
["序号"," 项目编码 ","","项目名称","项目特征描述","计量\r\n单位","工程量","","金额（元）","","","",""]
["","","","","","","","","综合单价","合价","","其中",""]
["","","","","","","","","","","","定额人工费","暂估价"]
["45","011706002001","","排水、降水","1.机械规格型号 \r\n2.降排水管规格","昼夜"," ","","","","","",""]
[" "," ","","小计"," "," "," ","","","","","",""]
["","","","","","","","","","","","",""]
["","","","","","","","","","","","",""]
["","","","","","","","","","","","",""]
["","","","","","","","","","","","",""]
["","","","","","","","","","","","",""]
["","","","","","","","","","","","",""]
["","","","","","","","","","","","",""]
["","","","","","","","","","","","",""]
["","","","","","","","","","","","",""]
["","","","","","","","","","","","",""]
["","","","","","","","","","","","",""]
["","","","","","","","","","","","",""]
["","","","","","","","","","","","",""]
["","","","","","","","","","","","",""]
["","","","","","","","","","","","",""]
["","","","","","","","","","","","",""]
["","","","","","","","","","","","",""]
["本页小计","","","","","","","","","","","",""]
["合    计","","","","","","","","","","","",""]
[]
["表-08 ","","","","","","","","","","","",""]

{"sheet":"F.4 总价措施项目清单计价表(表-11)【3楼建筑与装饰工~","index":21,"n_rows":41,"n_cols":9,"rows_kept":41,"merged":[[0,0,0,8],[1,1,1,3],[1,4,1,6],[1,7,1,8],[15,0,15,8],[16,0,16,8],[17,0,17,8],[18,1,18,3],[18,4,18,6],[18,7,18,8],[37,0,37,4],[39,0,39,8],[40,0,40,8]],"flags":["formulas_cached_only"]}
["总价措施项目清单计价表","","","","","","","",""]
["工程名称：","雅安交建集团装饰工程\\单项工程1【3楼建筑与装饰工程】","","","标段：","","","第1页 共2页",""]
["序号"," 项目编码","项目名称","计算基础","费率\r\n（%）","金额\r\n（元）","调整费率\r\n(%)","调整后\r\n金额(元)","备注"]
["1","011707001001","安全文明施工"," "," ","","",""," "]
["1.1","①","环境保护","分部分项工程量清单项目定额人工费+单价措施项目定额人工费","0.52","","",""," "]
["1.2","②","文明施工","分部分项工程量清单项目定额人工费+单价措施项目定额人工费","2.74","","",""," "]
["1.3","③","安全施工","分部分项工程量清单项目定额人工费+单价措施项目定额人工费","4.72","","",""," "]
["1.4","④","临时设施","分部分项工程量清单项目定额人工费+单价措施项目定额人工费","7.52","","",""," "]
["2","011707002001","夜间施工"," "," ","","",""," "]
["3","011707003001","非夜间施工照明"," "," ","","",""," "]
["4","011707004001","二次搬运"," "," ","","",""," "]
["5","011707005001","冬雨季施工"," "," ","","",""," "]
["6","011707006001","地上、地下设施、建筑物的临时保护设施"," "," ","","",""," "]
["7","011707007001","已完工程及设备保护"," "," ","","",""," "]
[]
["注：按施工方案计算的措施费，若无“计算基础”和“费率”的数值，也可只填“金额”数值，但应在备注栏说明施工方案出处或计算方法。用于投标报价时，“调整费率”及“调整后的金额”无需填写。 ","","","","","","","",""]
["表-11","","","","","","","",""]
["总价措施项目清单计价表","","","","","","","",""]
["工程名称：","雅安交建集团装饰工程\\单项工程1【3楼建筑与装饰工程】","","","标段：","","","第2页 共2页",""]
["序号"," 项目编码","项目名称","计算基础","费率\r\n（%）","金额\r\n（元）","调整费率\r\n(%)","调整后\r\n金额(元)","备注"]
["8","011707008001","工程定位复测费"," "," ","","",""," "]
["","","","","","","","",""]
["","","","","","","","",""]
["","","","","","","","",""]
["","","","","","","","",""]
["","","","","","","","",""]
["","","","","","","","",""]
["","","","","","","","",""]
["","","","","","","","",""]
["","","","","","","","",""]
["","","","","","","","",""]
["","","","","","","","",""]
["","","","","","","","",""]
["","","","","","","","",""]
["","","","","","","","",""]
["","","","","","","","",""]
["","","","","","","","",""]
["合计","","","","","","","",""]
[]
["注：按施工方案计算的措施费，若无“计算基础”和“费率”的数值，也可只填“金额”数值，但应在备注栏说明施工方案出处或计算方法。用于投标报价时，“调整费率”及“调整后的金额”无需填写。 ","","","","","","","",""]
["表-11","","","","","","","",""]

{"sheet":"H 规费、税金项目清单计价表(表-13)【3楼建筑与装饰工程】","index":22,"n_rows":19,"n_cols":6,"rows_kept":19,"merged":[[0,0,0,5],[1,1,1,2],[1,3,1,4],[16,0,16,3],[18,0,18,5]],"flags":["formulas_cached_only"]}
["规费、税金项目计价表","","","","",""]
["工程名称：","雅安交建集团装饰工程\\单项工程1【3楼建筑与装饰工程】","","标段：","","第1页 共1页"]
["序号","项目名称","计算基础","计算基数","计算费率（%）","   金额(元)"]
["1","规费","分部分项清单定额人工费+单价措施项目清单定额人工费","","",""]
["1.1","社会保险费","分部分项清单定额人工费+单价措施项目清单定额人工费","","",""]
["(1)","养老保险费","分部分项清单定额人工费+单价措施项目清单定额人工费","","",""]
["(2)","失业保险费","分部分项清单定额人工费+单价措施项目清单定额人工费","","",""]
["(3)","医疗保险费","分部分项清单定额人工费+单价措施项目清单定额人工费","","",""]
["(4)","工伤保险费","分部分项清单定额人工费+单价措施项目清单定额人工费","","",""]
["(5)","生育保险费","分部分项清单定额人工费+单价措施项目清单定额人工费","","",""]
["1.2","住房公积金","分部分项清单定额人工费+单价措施项目清单定额人工费","","",""]
["1.3","工程排污费","按工程所在地环境保护部门收取标准，按实计入","","",""]
["2","销项增值税额","分部分项工程费+措施项目费+其他项目费+规费+创优质工程奖补偿奖励费-按规定不计税的工程设备金额-除税甲供材料（设备）设备费","","",""]
["","","","","",""]
["","","","","",""]
["","","","","",""]
["合  计","","","","",""]
[]
["表-13 ","","","","",""]

{"sheet":"F.1.1 分部分项工程清单计价表(表-08)【3楼安装工程】","index":23,"n_rows":123,"n_cols":13,"rows_kept":123,"merged":[[0,0,0,12],[1,0,1,1],[1,2,1,6],[1,7,1,9],[1,10,1,12],[2,0,4,0],[2,1,4,2],[2,1,4,2],[2,3,4,3],[2,4,4,4],[2,5,4,5],[2,6,4,7],[2,6,4,7],[2,8,2,12],[3,8,4,8],[3,9,4,10],[3,9,4,10],[3,11,3,12],[5,1,5,2],[5,3,5,4],[5,6,5,7],[5,9,5,10],[6,1,6,2],[6,3,6,4],[6,6,6,7],[6,9,6,10],[7,1,7,2],[7,6,7,7],[7,9,7,10],[8,1,8,2],[8,6,8,7],[8,9,8,10],[9,1,9,2],[9,6,9,7],[9,9,9,10],[10,1,10,2],[10,6,10,7],[10,9,10,10],[11,1,11,2],[11,6,11,7],[11,9,11,10],[12,0,12,8],[12,9,12,10],[14,0,14,12],[15,0,15,12],[16,0,16,1],[16,2,16,6],[16,7,16,9],[16,10,16,12],[17,0,19,0],[17,1,19,2],[17,1,19,2],[17,3,19,3],[17,4,19,4],[17,5,19,5],[17,6,19,7],[17,6,19,7],[17,8,17,12],[18,8,19,8],[18,9,19,10],[18,9,19,10],[18,11,18,12],[20,1,20,2],[20,6,20,7],[20,9,20,10],[21,1,21,2],[21,6,21,7],[21,9,21,10],[22,1,22,2],[22,6,22,7],[22,9,22,10],[23,1,23,2],[23,6,23,7],[23,9,23,10],[24,1,24,2],[24,6,24,7],[24,9,24,10],[25,1,25,2],[25,6,25,7],[25,9,25,10],[26,1,26,2],[26,6,26,7],[26,9,26,10],[27,0,27,8],[27,9,27,10],[29,0,29,12],[30,0,30,12],[31,0,31,1],[31,2,31,6],[31,7,31,9],[31,10,31,12],[32,0,34,0],[32,1,34,2],[32,1,34,2],[32,3,34,3],[32,4,34,4],[32,5,34,5],[32,6,34,7],[32,6,34,7],[32,8,32,12],[33,8,34,8],[33,9,34,10],[33,9,34,10],[33,11,33,12],[35,1,35,2],[35,6,35,7],[35,9,35,10],[36,1,36,2],[36,6,36,7],[36,9,36,10],[37,1,37,2],[37,6,37,7],[37,9,37,10],[38,1,38,2],[38,6,38,7],[38,9,38,10],[39,0,39,8],[39,9,39,10],[41,0,41,12],[42,0,42,12],[43,0,43,1],[43,2,43,6],[43,7,43,9],[43,10,43,12],[44,0,46,0],[44,1,46,2],[44,1,46,2],[44,3,46,3],[44,4,46,4],[44,5,46,5],[44,6,46,7],[44,6,46,7],[44,8,44,12],[45,8,46,8],[45,9,46,10],[45,9,46,10],[45,11,45,12],[47,1,47,2],[47,6,47,7],[47,9,47,10],[48,1,48,2],[48,6,48,7],[48,9,48,10],[49,1,49,2],[49,3,49,4],[49,6,49,7],[49,9,49,10],[50,1,50,2],[50,6,50,7],[50,9,50,10],[51,1,51,2],[51,6,51,7],[51,9,51,10],[52,0,52,8],[52,9,52,10],[54,0,54,12],[55,0,55,12],[56,0,56,1],[56,2,56,6],[56,7,56,9],[56,10,56,12],[57,0,59,0],[57,1,59,2],[57,1,59,2],[57,3,59,3],[57,4,59,4],[57,5,59,5],[57,6,59,7],[57,6,59,7],[57,8,57,12],[58,8,59,8],[58,9,59,10],[58,9,59,10],[58,11,58,12],[60,1,60,2],[60,6,60,7],[60,9,60,10],[61,1,61,2],[61,6,61,7],[61,9,61,10],[62,1,62,2],[62,6,62,7],[62,9,62,10],[63,0,63,8],[63,9,63,10],[65,0,65,12],[66,0,66,12],[67,0,67,1],[67,2,67,6],[67,7,67,9],[67,10,67,12],[68,0,70,0],[68,1,70,2],[68,1,70,2],[68,3,70,3],[68,4,70,4],[68,5,70,5],[68,6,70,7],[68,6,70,7],[68,8,68,12],[69,8,70,8],[69,9,70,10],[69,9,70,10],[69,11,69,12],[71,1,71,2],[71,6,71,7],[71,9,71,10],[72,1,72,2],[72,6,72,7],[72,9,72,10],[73,0,73,8],[73,9,73,10],[75,0,75,12],[76,0,76,12],[77,0,77,1],[77,2,77,6],[77,7,77,9],[77,10,77,12],[78,0,80,0],[78,1,80,2],[78,1,80,2],[78,3,80,3],[78,4,80,4],[78,5,80,5],[78,6,80,7],[78,6,80,7],[78,8,78,12],[79,8,80,8],[79,9,80,10],[79,9,80,10],[79,11,79,12],[81,1,81,2],[81,6,81,7],[81,9,81,10],[82,1,82,2],[82,6,82,7],[82,9,82,10],[83,1,83,2],[83,6,83,7],[83,9,83,10],[84,1,84,2],[84,6,84,7],[84,9,84,10],[85,1,85,2],[85,3,85,4],[85,6,85,7],[85,9,85,10],[86,1,86,2],[86,6,86,7],[86,9,86,10],[87,0,87,8],[87,9,87,10],[89,0,89,12],[90,0,90,12],[91,0,91,1],[91,2,91,6],[91,7,91,9],[91,10,91,12],[92,0,94,0],[92,1,94,2],[92,1,94,2],[92,3,94,3],[92,4,94,4],[92,5,94,5],[92,6,94,7],[92,6,94,7],[92,8,92,12],[93,8,94,8],[93,9,94,10],[93,9,94,10],[93,11,93,12],[95,1,95,2],[95,6,95,7],[95,9,95,10],[96,1,96,2],[96,6,96,7],[96,9,96,10],[97,1,97,2],[97,6,97,7],[97,9,97,10],[98,1,98,2],[98,6,98,7],[98,9,98,10],[99,1,99,2],[99,6,99,7],[99,9,99,10],[100,0,100,8],[100,9,100,10],[102,0,102,12],[103,0,103,12],[104,0,104,1],[104,2,104,6],[104,7,104,9],[104,10,104,12],[105,0,107,0],[105,1,107,2],[105,1,107,2],[105,3,107,3],[105,4,107,4],[105,5,107,5],[105,6,107,7],[105,6,107,7],[105,8,105,12],[106,8,107,8],[106,9,107,10],[106,9,107,10],[106,11,106,12],[108,1,108,2],[108,6,108,7],[108,9,108,10],[109,1,109,2],[109,6,109,7],[109,9,109,10],[110,1,110,2],[110,6,110,7],[110,9,110,10],[111,1,111,2],[111,6,111,7],[111,9,111,10],[112,1,112,2],[112,6,112,7],[112,9,112,10],[113,1,113,2],[113,6,113,7],[113,9,113,10],[114,1,114,2],[114,6,114,7],[114,9,114,10],[115,1,115,2],[115,6,115,7],[115,9,115,10],[116,1,116,2],[116,6,116,7],[116,9,116,10],[117,1,117,2],[117,6,117,7],[117,9,117,10],[118,1,118,2],[118,6,118,7],[118,9,118,10],[119,0,119,8],[119,9,119,10],[120,0,120,8],[120,9,120,10],[122,0,122,12]],"flags":["formulas_cached_only"]}
["分部分项工程清单与计价表","","","","","","","","","","","",""]
["工程名称：","","雅安交建集团装饰工程\\单项工程1【3楼安装工程】","","","","","标段：","","","第1页 共9页","",""]
["序号"," 项目编码 ","","项目名称","项目特征描述","计量\r\n单位","工程量","","金额（元）","","","",""]
["","","","","","","","","综合单价","合价","","其中",""]
["","","","","","","","","","","","定额人工费","暂估价"]
[" "," ","","0304 3楼装修安装 ",""," "," ","","","","","",""]
[" "," ","","3楼电气工程 ",""," "," ","","","","","",""]
["1","030412001184","","600*600格栅灯","1.名称 ：格栅灯\r\n2.型号 ：按设计要求\r\n3.规格：600*600 \r\n4.安装方式：按设计要求","套","30","","","","","",""]
["2","030412001185","","卫生间方型吸顶灯","1.名称 ：卫生间方型吸顶灯\r\n2.型号 ：按设计要求\r\n3.规格：300*300 \r\n4.安装方式：按设计要求","套","4","","","","","",""]
["3","030412001186","","厨房方型吸顶灯","1.名称 ：厨房方型吸顶灯\r\n2.型号 ：按设计要求\r\n3.规格：300*300 \r\n4.安装方式：按设计要求","套","3","","","","","",""]
["4","030412001187","","LED下照式筒灯","1.名称 ：LED下照式筒灯\r\n2.型号 ：按设计要求\r\n3.规格：按设计要求\r\n4.安装方式：按设计要求","套","51","","","","","",""]
["5","030412001188","","多头吊灯","1.名称 ：多头吊灯\r\n2.型号 ：按设计要求\r\n3.规格：按设计要求\r\n4.安装方式：按设计要求","套","2","","","","","",""]
["本页小计","","","","","","","","","","","",""]
[]
["表-08 ","","","","","","","","","","","",""]
["分部分项工程清单与计价表","","","","","","","","","","","",""]
["工程名称：","","雅安交建集团装饰工程\\单项工程1【3楼安装工程】","","","","","标段：","","","第2页 共9页","",""]
["序号"," 项目编码 ","","项目名称","项目特征描述","计量\r\n单位","工程量","","金额（元）","","","",""]
["","","","","","","","","综合单价","合价","","其中",""]
["","","","","","","","","","","","定额人工费","暂估价"]
["6","030412001189","","LED灯带","1.名称 ：LED灯带\r\n2.型号 ：按设计要求\r\n3.规格：按设计要求\r\n4.安装方式：按设计要求","m","40","","","","","",""]
["7","030404031190","","单联双控暗开关","1.名称：单联双控暗开关\r\n2.规格：250V 10A\r\n3.安装高度：暗装距地1.3m","个","3","","","","","",""]
["8","030404031191","","暗装单联单控开关","1.名称：暗装单联单控开关\r\n2.规格：250V 10A\r\n3.安装高度：暗装距地1.3m","个","12","","","","","",""]
["9","030404034192","","暗装双联单控开关","1.名称 :暗装双联单控开关  \r\n2.规格：250V 10A\r\n3.安装高度：暗装距地1.3m","个","2","","","","","",""]
["10","030404034193","","暗装三联单控开关","1.名称 :暗装三联单控开关 \r\n2.规格：250V 10A\r\n3.安装高度：暗装距地1.3m","个","2","","","","","",""]
["11","030404035194","","二极加三极暗插座","1.名称 ：二极加三极暗插座\r\n2.规格/型号: 10A 250V，安全型\r\n3.安装形式;距地0.3m","个","30","","","","","",""]
["12","030502012195","","电话插座","1.名称：电话插座\r\n2.规格：详设计(含模块)\r\n3.其他要求：满足设计及相关规范要求","个","2","","","","","",""]
["本页小计","","","","","","","","","","","",""]
[]
["表-08 ","","","","","","","","","","","",""]
["分部分项工程清单与计价表","","","","","","","","","","","",""]
["工程名称：","","雅安交建集团装饰工程\\单项工程1【3楼安装工程】","","","","","标段：","","","第3页 共9页","",""]
["序号"," 项目编码 ","","项目名称","项目特征描述","计量\r\n单位","工程量","","金额（元）","","","",""]
["","","","","","","","","综合单价","合价","","其中",""]
["","","","","","","","","","","","定额人工费","暂估价"]
["13","030411006196","","塑料接线盒","1.名称：接线盒 \r\n2.材质：塑料接线盒\r\n3.规格：86型\r\n4.安装形式：开关盒、插座盒、灯头盒等。\r\n5.其他：满足设计及施工验收规范要求","个","178","","","","","",""]
["14","030411004197","","电气配线  BV-2.5mm2","1.名称 ：配线\r\n2.配线形式 ：管内、桥架内综合考虑 \r\n3.配线型号、规格：铜芯绝缘导线 BV-2.5mm2","m","1976","","","","","",""]
["15","030411001198","","电气配管 PC20","1.名称：电气配管\r\n2.材质：刚性阻燃塑料管\r\n3.规格：PC20\r\n4.配置形式：暗配、明配、吊顶内敷设等综合考虑\r\n5.接地要求：按设计及规范要求 \r\n6.钢索材质、规格：详设计\r\n7.刨沟槽及恢复处理,支吊架制作、安装","m","612","","","","","",""]
["16","030413002199","","砖墙刨沟 管径≤32mm","1.名称 ：砖墙刨沟 管径≤32mm\r\n2.测位、画线、刨沟、清理、填补。","m","50","","","","","",""]
["本页小计","","","","","","","","","","","",""]
[]
["表-08 ","","","","","","","","","","","",""]
["分部分项工程清单与计价表","","","","","","","","","","","",""]
["工程名称：","","雅安交建集团装饰工程\\单项工程1【3楼安装工程】","","","","","标段：","","","第4页 共9页","",""]
["序号"," 项目编码 ","","项目名称","项目特征描述","计量\r\n单位","工程量","","金额（元）","","","",""]
["","","","","","","","","综合单价","合价","","其中",""]
["","","","","","","","","","","","定额人工费","暂估价"]
["17","030502006200","","配线 UTP.4P.cat5e","1.名称：配线\r\n2.配线形式：综合\r\n3.配线型号、规格：UTP.4P.cat5e\r\n4.其他要求：满足设计及相关规范要求","m","225","","","","","",""]
[" "," ","","分部小计"," "," "," ","","","","","",""]
[" "," ","","3楼供排水工程 ",""," "," ","","","","","",""]
["18","031004003201","","台式洗脸盆","1.材质：台式洗脸盆 陶瓷\r\n2.组装形式：冷热水\r\n3.型号：详见设计 \r\n4.开关：混合冷热水\r\n5.含混水龙头、角阀、金属软管、脸盆等全套安装器件\r\n6.其它要求：满足设计及相关规范要求","组","2","","","","","",""]
["19","031004006202","","蹲式大便器（低水箱）","1.材质：陶瓷\r\n2.组装方式：蹲式  \r\n3.型号、规格：低水箱\r\n5.含大便器、低水箱、角阀、金属软管等全套安装器件\r\n6.其它要求：满足设计及相关规范要求","组","4","","","","","",""]
["本页小计","","","","","","","","","","","",""]
[]
["表-08 ","","","","","","","","","","","",""]
["分部分项工程清单与计价表","","","","","","","","","","","",""]
["工程名称：","","雅安交建集团装饰工程\\单项工程1【3楼安装工程】","","","","","标段：","","","第5页 共9页","",""]
["序号"," 项目编码 ","","项目名称","项目特征描述","计量\r\n单位","工程量","","金额（元）","","","",""]
["","","","","","","","","综合单价","合价","","其中",""]
["","","","","","","","","","","","定额人工费","暂估价"]
["20","031004007203","","立式小便器","1.材质 \r\n2.规格、类型 \r\n3.组装形式 \r\n4.附件名称、数量","组","2","","","","","",""]
["21","031004004204","","洗菜盆（带水嘴）","1.材质 ：不锈钢\r\n2.规格、类型：双槽 \r\n3.组装形式 ：冷热水，回转混合龙头。\r\n4.附件名称、数量：含软管、角阀等全部组件。","组","2","","","","","",""]
["22","031001006205","","PP-R给水管  DN25","1.室内管道管件安装\r\n2.输送介质：冷水\r\n3.材质:PP-R管,采用S5系列  \r\n4.规格: DN25\r\n5.连接方式:热熔连接\r\n6.暗配管道预留凹槽或凿管槽\r\n7.管道冲洗、消毒、试压\r\n8.管道支架制作安装按设计要求\r\n9.其他要求：满足设计及相关规范要求","m","8","","","","","",""]
["本页小计","","","","","","","","","","","",""]
[]
["表-08 ","","","","","","","","","","","",""]
["分部分项工程清单与计价表","","","","","","","","","","","",""]
["工程名称：","","雅安交建集团装饰工程\\单项工程1【3楼安装工程】","","","","","标段：","","","第6页 共9页","",""]
["序号"," 项目编码 ","","项目名称","项目特征描述","计量\r\n单位","工程量","","金额（元）","","","",""]
["","","","","","","","","综合单价","合价","","其中",""]
["","","","","","","","","","","","定额人工费","暂估价"]
["23","031001006206","","PP-R给水管  DN20","1.室内管道管件安装\r\n2.输送介质：冷水\r\n3.材质:PP-R管,采用S5系列\r\n4.规格: DN20\r\n5.连接方式:热熔连接\r\n6.暗配管道预留凹槽或凿管槽\r\n7.管道冲洗、消毒、试压\r\n8.管道支架制作安装按设计要求\r\n9.其他要求：满足设计及相关规范要求","m","12","","","","","",""]
["24","031001006207","","PVC-U硬聚氯乙烯实壁排水塑料管 DN100","1.安装部位:室外\r\n2.输送介质:污水、废水、气体\r\n3.材质:PVC-U硬聚氯乙烯实壁排水塑料管\r\n4.规格: DN100\r\n5.连接方式:粘结连接\r\n6.其它要求：满足设计及相关规范要求","m","12","","","","","",""]
["本页小计","","","","","","","","","","","",""]
[]
["表-08 ","","","","","","","","","","","",""]
["分部分项工程清单与计价表","","","","","","","","","","","",""]
["工程名称：","","雅安交建集团装饰工程\\单项工程1【3楼安装工程】","","","","","标段：","","","第7页 共9页","",""]
["序号"," 项目编码 ","","项目名称","项目特征描述","计量\r\n单位","工程量","","金额（元）","","","",""]
["","","","","","","","","综合单价","合价","","其中",""]
["","","","","","","","","","","","定额人工费","暂估价"]
["25","031001006208","","PVC-U硬聚氯乙烯实壁排水塑料管 DN50","1.安装部位:室内\r\n2.输送介质:污水、废水\r\n3.材质:PVC-U硬聚氯乙烯实壁排水塑料管\r\n4.规格: DN50\r\n5.连接方式:粘结连接\r\n6.其它要求：满足设计及相关规范要求","m","15","","","","","",""]
["26","031003001209","","全铜截止阀 DN25","1.全铜截止阀 DN25\r\n2.材质：全铜 \r\n3.规格、压力等级：DN25 \r\n4.连接形式：螺纹连接 \r\n5.其它要求：满足设计及相关规范要求","个","1","","","","","",""]
["27","031004014210","","地漏 DN50","1.名称：地漏\r\n2.型号、规格：DN50\r\n3.其它要求：满足设计及相关规范要求","个","1","","","","","",""]
[" "," ","","分部小计"," "," "," ","","","","","",""]
[" "," ","","3楼副楼电气工程 ",""," "," ","","","","","",""]
["28","030412001211","","600*600格栅灯","1.名称 ：格栅灯\r\n2.型号 ：按设计要求\r\n3.规格：600*600 \r\n4.安装方式：按设计要求","套","16","","","","","",""]
["本页小计","","","","","","","","","","","",""]
[]
["表-08 ","","","","","","","","","","","",""]
["分部分项工程清单与计价表","","","","","","","","","","","",""]
["工程名称：","","雅安交建集团装饰工程\\单项工程1【3楼安装工程】","","","","","标段：","","","第8页 共9页","",""]
["序号"," 项目编码 ","","项目名称","项目特征描述","计量\r\n单位","工程量","","金额（元）","","","",""]
["","","","","","","","","综合单价","合价","","其中",""]
["","","","","","","","","","","","定额人工费","暂估价"]
["29","030404034212","","暗装双联单控开关","1.名称 :暗装双联单控开关  \r\n2.规格：250V 10A\r\n3.安装高度：暗装距地1.3m","个","1","","","","","",""]
["30","030404035213","","二极加三极暗插座","1.名称 ：二极加三极暗插座\r\n2.规格/型号: 10A 250V，安全型\r\n3.安装形式;距地0.3m","个","3","","","","","",""]
["31","030404035214","","埋地插座","1.名称 ：埋地插座\r\n2.规格/型号: 10A 250V，安全型\r\n ","个","55","","","","","",""]
["32","030411006215","","塑料接线盒","1.名称：接线盒 \r\n2.材质：塑料接线盒\r\n3.规格：86型\r\n4.安装形式：开关盒、插座盒、灯头盒等。\r\n5.其他：满足设计及施工验收规范要求","个","75","","","","","",""]
["33","030411004216","","电气配线  BV-2.5mm2","1.名称 ：配线\r\n2.配线形式 ：管内、桥架内综合考虑 \r\n3.配线型号、规格：铜芯绝缘导线 BV-2.5mm2","m","369","","","","","",""]
["本页小计","","","","","","","","","","","",""]
[]
["表-08 ","","","","","","","","","","","",""]
["分部分项工程清单与计价表","","","","","","","","","","","",""]
["工程名称：","","雅安交建集团装饰工程\\单项工程1【3楼安装工程】","","","","","标段：","","","第9页 共9页","",""]
["序号"," 项目编码 ","","项目名称","项目特征描述","计量\r\n单位","工程量","","金额（元）","","","",""]
["","","","","","","","","综合单价","合价","","其中",""]
["","","","","","","","","","","","定额人工费","暂估价"]
["34","030411001217","","电气配管 PC20","1.名称：电气配管\r\n2.材质：刚性阻燃塑料管\r\n3.规格：PC20\r\n4.配置形式：暗配、明配、吊顶内敷设等综合考虑\r\n5.接地要求：按设计及规范要求 \r\n6.钢索材质、规格：详设计\r\n7.刨沟槽及恢复处理,支吊架制作、安装","m","123","","","","","",""]
["35","030413002218","","砖墙刨沟 管径≤32mm","1.名称 ：砖墙刨沟 管径≤32mm\r\n2.测位、画线、刨沟、清理、填补。","m","30","","","","","",""]
[" "," ","","分部小计"," "," "," ","","","","","",""]
[" "," ","","分部小计"," "," "," ","","","","","",""]
["","","","","","","","","","","","",""]
["","","","","","","","","","","","",""]
["","","","","","","","","","","","",""]
["","","","","","","","","","","","",""]
["","","","","","","","","","","","",""]
["","","","","","","","","","","","",""]
["","","","","","","","","","","","",""]
["本页小计","","","","","","","","","","","",""]
["合    计","","","","","","","","","","","",""]
[]
["表-08 ","","","","","","","","","","","",""]

{"sheet":"F.1.2 单价措施项目清单计价表(表-08)【3楼安装工程】","index":24,"n_rows":54,"n_cols":13,"rows_kept":54,"merged":[[0,0,0,12],[1,0,1,1],[1,2,1,6],[1,7,1,9],[1,10,1,12],[2,0,4,0],[2,1,4,2],[2,1,4,2],[2,3,4,3],[2,4,4,4],[2,5,4,5],[2,6,4,7],[2,6,4,7],[2,8,2,12],[3,8,4,8],[3,9,4,10],[3,9,4,10],[3,11,3,12],[5,1,5,2],[5,6,5,7],[5,9,5,10],[6,1,6,2],[6,6,6,7],[6,9,6,10],[7,1,7,2],[7,6,7,7],[7,9,7,10],[8,1,8,2],[8,6,8,7],[8,9,8,10],[9,1,9,2],[9,6,9,7],[9,9,9,10],[10,1,10,2],[10,6,10,7],[10,9,10,10],[11,1,11,2],[11,6,11,7],[11,9,11,10],[12,1,12,2],[12,6,12,7],[12,9,12,10],[13,1,13,2],[13,6,13,7],[13,9,13,10],[14,1,14,2],[14,6,14,7],[14,9,14,10],[15,1,15,2],[15,6,15,7],[15,9,15,10],[16,1,16,2],[16,6,16,7],[16,9,16,10],[17,1,17,2],[17,6,17,7],[17,9,17,10],[18,1,18,2],[18,6,18,7],[18,9,18,10],[19,1,19,2],[19,6,19,7],[19,9,19,10],[20,1,20,2],[20,6,20,7],[20,9,20,10],[21,1,21,2],[21,6,21,7],[21,9,21,10],[22,0,22,8],[22,9,22,10],[24,0,24,12],[25,0,25,12],[26,0,26,1],[26,2,26,6],[26,7,26,9],[26,10,26,12],[27,0,29,0],[27,1,29,2],[27,1,29,2],[27,3,29,3],[27,4,29,4],[27,5,29,5],[27,6,29,7],[27,6,29,7],[27,8,27,12],[28,8,29,8],[28,9,29,10],[28,9,29,10],[28,11,28,12],[30,1,30,2],[30,6,30,7],[30,9,30,10],[31,1,31,2],[31,6,31,7],[31,9,31,10],[32,1,32,2],[32,6,32,7],[32,9,32,10],[33,1,33,2],[33,6,33,7],[33,9,33,10],[34,1,34,2],[34,6,34,7],[34,9,34,10],[35,1,35,2],[35,6,35,7],[35,9,35,10],[36,1,36,2],[36,6,36,7],[36,9,36,10],[37,1,37,2],[37,6,37,7],[37,9,37,10],[38,1,38,2],[38,6,38,7],[38,9,38,10],[39,1,39,2],[39,6,39,7],[39,9,39,10],[40,1,40,2],[40,6,40,7],[40,9,40,10],[41,1,41,2],[41,6,41,7],[41,9,41,10],[42,1,42,2],[42,6,42,7],[42,9,42,10],[43,1,43,2],[43,6,43,7],[43,9,43,10],[44,1,44,2],[44,6,44,7],[44,9,44,10],[45,1,45,2],[45,6,45,7],[45,9,45,10],[46,1,46,2],[46,6,46,7],[46,9,46,10],[47,1,47,2],[47,6,47,7],[47,9,47,10],[48,1,48,2],[48,6,48,7],[48,9,48,10],[49,1,49,2],[49,6,49,7],[49,9,49,10],[50,0,50,8],[50,9,50,10],[51,0,51,8],[51,9,51,10],[53,0,53,12]],"flags":["formulas_cached_only"]}
["单价措施项目清单与计价表","","","","","","","","","","","",""]
["工程名称：","","雅安交建集团装饰工程\\单项工程1【3楼安装工程】","","","","","标段：","","","第1页共2页","",""]
["序号"," 项目编码 ","","项目名称","项目特征描述","计量\r\n单位","工程量","","金额（元）","","","",""]
["","","","","","","","","综合单价","合价","","其中",""]
["","","","","","","","","","","","定额人工费","暂估价"]
[" "," ","","专业措施项目"," "," "," ","","","","","",""]
["1","031301001001","","吊装加固"," ","项"," ","","","","","",""]
["2","031301002001","","金属抱杆安装拆除、移位"," ","项"," ","","","","","",""]
["3","031301003001","","平台铺设、拆除"," ","项"," ","","","","","",""]
["4","031301004001","","顶升、提升装置"," ","项"," ","","","","","",""]
["5","031301005001","","大型设备专用机具"," ","项"," ","","","","","",""]
["6","031301006001","","焊接工艺评定"," ","项"," ","","","","","",""]
["7","031301007001","","胎（模）具制作、安装、拆除"," ","项"," ","","","","","",""]
["8","031301008001","","防护棚制作安装拆除"," ","项"," ","","","","","",""]
["9","031301009001","","特殊地区施工增加"," ","项"," ","","","","","",""]
["10","031301010001","","安装与生产同时进行施工增加"," ","项"," ","","","","","",""]
["11","031301011001","","在有害身体健康环境中施工增加"," ","项"," ","","","","","",""]
["12","031301012001","","工程系统检测、检验"," ","项"," ","","","","","",""]
["13","031301013001","","设备、管道施工的安全、防冻和焊接保护"," ","项"," ","","","","","",""]
["14","031301014001","","焦炉烘炉、热态工程"," ","项"," ","","","","","",""]
["15","031301015001","","管道安拆后的充气保护"," ","项"," ","","","","","",""]
["16","031301016001","","隧道内施工的通风、供水、供气、供电、照明及通讯设施"," ","项"," ","","","","","",""]
["本页小计","","","","","","","","","","","",""]
[]
["表-08 ","","","","","","","","","","","",""]
["单价措施项目清单与计价表","","","","","","","","","","","",""]
["工程名称：","","雅安交建集团装饰工程\\单项工程1【3楼安装工程】","","","","","标段：","","","第2页共2页","",""]
["序号"," 项目编码 ","","项目名称","项目特征描述","计量\r\n单位","工程量","","金额（元）","","","",""]
["","","","","","","","","综合单价","合价","","其中",""]
["","","","","","","","","","","","定额人工费","暂估价"]
["17","031301017001","","脚手架搭拆"," ","项"," ","","","","","",""]
["18","031301018001","","其他措施"," ","项"," ","","","","","",""]
[" "," ","","小计"," "," "," ","","","","","",""]
["","","","","","","","","","","","",""]
["","","","","","","","","","","","",""]
["","","","","","","","","","","","",""]
["","","","","","","","","","","","",""]
["","","","","","","","","","","","",""]
["","","","","","","","","","","","",""]
["","","","","","","","","","","","",""]
["","","","","","","","","","","","",""]
["","","","","","","","","","","","",""]
["","","","","","","","","","","","",""]
["","","","","","","","","","","","",""]
["","","","","","","","","","","","",""]
["","","","","","","","","","","","",""]
["","","","","","","","","","","","",""]
["","","","","","","","","","","","",""]
["","","","","","","","","","","","",""]
["","","","","","","","","","","","",""]
["本页小计","","","","","","","","","","","",""]
["合    计","","","","","","","","","","","",""]
[]
["表-08 ","","","","","","","","","","","",""]

{"sheet":"F.4 总价措施项目清单计价表(表-11)【3楼安装工程】","index":25,"n_rows":19,"n_cols":9,"rows_kept":19,"merged":[[0,0,0,8],[1,1,1,3],[1,4,1,6],[1,7,1,8],[15,0,15,4],[17,0,17,8],[18,0,18,8]],"flags":["formulas_cached_only"]}
["总价措施项目清单计价表","","","","","","","",""]
["工程名称：","雅安交建集团装饰工程\\单项工程1【3楼安装工程】","","","标段：","","","第1页 共1页",""]
["序号"," 项目编码","项目名称","计算基础","费率\r\n（%）","金额\r\n（元）","调整费率\r\n(%)","调整后\r\n金额(元)","备注"]
["1","031302001001","安全文明施工"," "," ","","",""," "]
["1.1","①","环境保护","分部分项工程量清单项目定额人工费+单价措施项目定额人工费","0.52","","",""," "]
["1.2","②","文明施工","分部分项工程量清单项目定额人工费+单价措施项目定额人工费","2.74","","",""," "]
["1.3","③","安全施工","分部分项工程量清单项目定额人工费+单价措施项目定额人工费","4.72","","",""," "]
["1.4","④","临时设施","分部分项工程量清单项目定额人工费+单价措施项目定额人工费","7.52","","",""," "]
["2","031302002001","夜间施工增加"," "," ","","",""," "]
["3","031302003001","非夜间施工增加"," "," ","","",""," "]
["4","031302004001","二次搬运"," "," ","","",""," "]
["5","031302005001","冬雨季施工增加"," "," ","","",""," "]
["6","031302006001","已完工程及设备保护"," "," ","","",""," "]
["7","031302007001","高层施工增加"," "," ","","",""," "]
["8","031302008001","工程定位复测费"," "," ","","",""," "]
["合计","","","","","","","",""]
[]
["注：按施工方案计算的措施费，若无“计算基础”和“费率”的数值，也可只填“金额”数值，但应在备注栏说明施工方案出处或计算方法。用于投标报价时，“调整费率”及“调整后的金额”无需填写。 ","","","","","","","",""]
["表-11","","","","","","","",""]

{"sheet":"H 规费、税金项目清单计价表(表-13)【3楼安装工程】","index":26,"n_rows":19,"n_cols":6,"rows_kept":19,"merged":[[0,0,0,5],[1,1,1,2],[1,3,1,4],[16,0,16,3],[18,0,18,5]],"flags":["formulas_cached_only"]}
["规费、税金项目计价表","","","","",""]
["工程名称：","雅安交建集团装饰工程\\单项工程1【3楼安装工程】","","标段：","","第1页 共1页"]
["序号","项目名称","计算基础","计算基数","计算费率（%）","   金额(元)"]
["1","规费","分部分项清单定额人工费+单价措施项目清单定额人工费","","",""]
["1.1","社会保险费","分部分项清单定额人工费+单价措施项目清单定额人工费","","",""]
["(1)","养老保险费","分部分项清单定额人工费+单价措施项目清单定额人工费","","",""]
["(2)","失业保险费","分部分项清单定额人工费+单价措施项目清单定额人工费","","",""]
["(3)","医疗保险费","分部分项清单定额人工费+单价措施项目清单定额人工费","","",""]
["(4)","工伤保险费","分部分项清单定额人工费+单价措施项目清单定额人工费","","",""]
["(5)","生育保险费","分部分项清单定额人工费+单价措施项目清单定额人工费","","",""]
["1.2","住房公积金","分部分项清单定额人工费+单价措施项目清单定额人工费","","",""]
["1.3","工程排污费","按工程所在地环境保护部门收取标准，按实计入","","",""]
["2","销项增值税额","分部分项工程费+措施项目费+其他项目费+规费+创优质工程奖补偿奖励费-按规定不计税的工程设备金额-除税甲供材料（设备）设备费","","",""]
["","","","","",""]
["","","","","",""]
["","","","","",""]
["合  计","","","","",""]
[]
["表-13 ","","","","",""]